## NPg DFES Parameters
Northern Powergrid DFES 2019 - Key Parameters
Parameter | Definition
Electric Vehicles (number) | Number of registered plug in electric vehicles (pure and hybrid)
Heat Pumps (number) | Number of heat pumps per residential household and commercial properties including from district heating schemes
Domestic photovoltaic installed capacity (MW) | Capacity of solar PV panels on domestic roofs for installations less than 4kW
Large solar generation installed capacity (MW) | Installed capacity of industrial and commercial solar farms
Wind generation installed capacity (MW) | Installed capacity of industrial and commercial onshore and offshore wind farms
Other generation installed capacity (MW) | Installed capacity of other generation including biomass, waste, CHP, gas, other thermal
Energy storage installed capacity (MW) | Installed capacity of domestic, industrial and commercial batteries
Domestic underlying energy consumption (MWh) | Annual energy consumption by residential households excluding electric vehicle and heat pump consumption
Industrial and commercial underlying energy consumption (MWh) | Annual energy consumption by industrial and commercial properties excluding electric vehicles and heat pump consumption
Total energy consumption including electric vehicles and heat pumps (MWh) | Total energy consumption by domestic households and industrial and commercial properties including electric vehicle and heat pump consumption
Peak demand at Primary Substations (MW) | Peak half hourly demand within the year
Peak demand with customer flexibility at Primary Substations (MW) | Peak half hourly demand within the year after load shifted by time of use tariffs and smart charging of EVs
Peak utilisation at Primary Substations (%) | Peak half hourly demand within the year as proportion of primary substation capacity
Peak utilisation with customer flexibility at Primary Substations (%) | Peak half hourly demand within the year as proportion of primary substation capacity after load shifted by time of use tariffs and smart charging of EVs
Scenarios | Pathway Features | Abbreviation in sheets
Community Renewables | Local energy schemes flourish | CR
Two Degrees | Large-scale centralised solutions | TD
Steady Progression | Pace of transition stays at similar rate to today | SP
Consumer Evolution | hift towards local generation | CE
Acronym | Definition
I&C | Industrial and commercial

## BSP Information
Licence | Bulk Supply Point Name | Substation Type in Forecasting Model | Distribution Information | Associated Grid Supply Point | Elexon ID for GSPs
NPgN | ANNFIELD | BSP | NPgN BSP: Distributes to Primary network | STELLA SOUTH | STES_1
NPgN | BARRACK ROAD | BSP | NPgN BSP: Distributes to Primary network | STELLA NORTH | STEN_1
NPgN | BLUCHER | BSP | NPgN BSP: Distributes to Primary network | STELLA NORTH | STEN_1
NPgN | BOWESFIELD | BSP | NPgN BSP: Distributes to Primary network | NORTON | NORT_1
NPgN | CHIRTON GRANGE | BSP | NPgN BSP: Distributes to Primary network | TYNEMOUTH | TYNE_1
NPgN | COALBURNS | BSP | NPgN BSP: Distributes to Primary network | STELLA SOUTH | STES_1
NPgN | DARLINGTON CENTRAL | BSP | NPgN BSP: Distributes to Primary network | NORTON | NORT_1
NPgN | DARLINGTON NORTH | BSP | NPgN BSP: Distributes to Primary network | NORTON | NORT_1
NPgN | DUNSTON | BSP | NPgN BSP: Distributes to Primary network | STELLA NORTH | STEN_1
NPgN | FLATWORTH | BSP | NPgN BSP: Distributes to Primary network | TYNEMOUTH | TYNE_1
NPgN | GOSFORTH | BSP | NPgN BSP: Distributes to Primary network | TYNEMOUTH | TYNE_1
NPgN | HARROGATE 132/33KV | BSP | NPgN BSP: Distributes to Primary network | KNARESBOROUGH | KNARE_111
NPgN | HUSTHWAITE | BSP | NPgN BSP: Distributes to Primary network | KNARESBOROUGH | KNARE_111
NPgN | LEEMING BAR_SKEEBY | BSP | NPgN BSP: Distributes to Primary network | NORTON | NORT_1
NPgN | LINTON | BSP | NPgN BSP: Distributes to Primary network | BLYTH 132kV | BLYTH132
NPgN | MALTON GRID | BSP | NPgN BSP: Distributes to Primary network | OSBALDWICK | OSBA_1
NPgN | MELROSEGATE | BSP | NPgN BSP: Distributes to Primary network | OSBALDWICK | OSBA_1
NPgN | NORTH TEES | BSP | NPgN BSP: Distributes to Primary network | NORTON | NORT_1
NPgN | POTTER HOUSE | BSP | NPgN BSP: Distributes to Primary network | SPENNYMOOR | SPEN_1
NPgN | RAVENSWORTH | BSP | NPgN BSP: Distributes to Primary network | STELLA SOUTH | STES_1
NPgN | SCARBOROUGH GRID | BSP | NPgN BSP: Distributes to Primary network | OSBALDWICK | OSBA_1
NPgN | SEAL SANDS | BSP | NPgN BSP: Distributes to Primary network | SALTHOLME | SALH_1
NPgN | SPADEADAM 33KV | BSP | NPgN GSP: Distributes to Primary network | SPADEADAM | KIELD01
NPgN | SPENNYMOOR 132/66KV | BSP | NPgN BSP: Distributes to Primary network | SPENNYMOOR | SPEN_1
NPgN | TORONTO | BSP | NPgN BSP: Distributes to Primary network | SPENNYMOOR | SPEN_1
NPgN | WORMALD GREEN 132/33KV | BSP | NPgN BSP: Distributes to Primary network | KNARESBOROUGH | KNARE_111
NPgY | ATTERCLIFFE | BSP | NPgY BSP: Distributes to Primary network | WEST MELTON / THORPE MARSH | WMEL_THOM
NPgY | BARUGH 132/66KV | BSP | NPgY BSP: Distributes to Primary network | WEST MELTON SECTION 3 | WMEL_BB3
NPgY | BEESTON ROYDS 132/33KV | BSP | NPgY BSP: Distributes to Primary network | KIRKSTALL B | KIRKB1
NPgY | BEVERLEY 132/33KV | BSP | NPgY BSP: Distributes to Primary network | CREYKE BECK | CREB_1
NPgY | BINGLEY 132/33KV | BSP | NPgY BSP: Distributes to Primary network | BRADFORD WEST | BRAW_1
NPgY | BLACKBURN MEADOWS B | BSP | NPgY BSP: Distributes to Primary network | WEST MELTON / THORPE MARSH | WMEL_THOM
NPgY | BLYTON | BSP | NPgY BSP: Distributes to Primary network | KEADBY | KEAD_YEDL
NPgY | BRADFORD | BSP | NPgY BSP: Distributes to Primary network | BRADFORD WEST | BRAW_1
NPgY | BRAMHAM | BSP | NPgY BSP: Distributes to Primary network | FERRYBRIDGE B | FERRB9
NPgY | BRANSHOLME | BSP | NPgY BSP: Distributes to Primary network | CREYKE BECK | CREB_1
NPgY | BRIGHOUSE 132/33KV | BSP | NPgY BSP: Distributes to Primary network | ELLAND | ELLA_1
NPgY | DONCASTER B/THORPE MARSH | BSP | NPgY BSP Group: Distributes to Primary network | WEST MELTON / THORPE MARSH | WMEL_THOM
NPgY | DONCASTER CENTRAL | BSP | NPgY BSP: Distributes to Primary network | WEST MELTON / THORPE MARSH | WMEL_THOM
NPgY | DRIFFIELD/BEVERLEY GROUP | BSP | NPgY BSP Group: Distributes to Primary network | CREYKE BECK | CREB_1
NPgY | FEATHERSTONE | BSP | NPgY BSP: Distributes to Primary network | FERRYBRIDGE B | FERRB9
NPgY | GIRLINGTON | BSP | NPgY BSP: Distributes to Primary network | BRADFORD WEST | BRAW_1
NPgY | HALIFAX 132/33KV | BSP | NPgY BSP: Distributes to Primary network | ELLAND | ELLA_1
NPgY | HECKMONDWIKE | BSP | NPgY BSP: Distributes to Primary network | SKELTON GRANGE | SKLGB1
NPgY | HOLMFIELD | BSP | NPgY BSP: Distributes to Primary network | BRADFORD WEST | BRAW_1
NPgY | HULL EAST 132/33KV | BSP | NPgY BSP: Distributes to Primary network | SALTEND NORTH | SALT_1
NPgY | HULL SOUTH | BSP | NPgY BSP: Distributes to Primary network | CREYKE BECK | CREB_1
NPgY | HULL WEST | BSP | NPgY BSP: Distributes to Primary network | CREYKE BECK | CREB_1
NPgY | HUMBERSTON | BSP | NPgY BSP: Distributes to Primary network | GRIMSBY WEST | GRIW_1
NPgY | HUNNINGLEY | BSP | NPgY BSP: Distributes to Primary network | WEST MELTON SECTION 3 | WMEL_BB3
NPgY | HUNSHELF | BSP | NPgY BSP: Distributes to Primary network | WEST MELTON SECTION 3 | WMEL_BB3
NPgY | IMMINGHAM | BSP | NPgY BSP: Distributes to Primary network | GRIMSBY WEST | GRIW_1
NPgY | KIRKHAW LANE | BSP | NPgY BSP: Distributes to Primary network | FERRYBRIDGE B | FERRB9
NPgY | KIRKSTALL C 2/5 | BSP | NPgY BSP: Distributes to Primary network | KIRKSTALL B | KIRKB1
NPgY | KIRKSTALL C/RING ROAD HORSFORTH | BSP | NPgY BSP Group: Distributes to Primary network | KIRKSTALL B | KIRKB1
NPgY | LEEDS EAST | BSP | NPgY BSP: Distributes to Primary network | SKELTON GRANGE | SKLGB1
NPgY | LEEDS NORTH | BSP | NPgY BSP: Distributes to Primary network | SKELTON GRANGE | SKLGB1
NPgY | LINDLEY | BSP | NPgY BSP: Distributes to Primary network | ELLAND | ELLA_1
NPgY | LOW ROAD | BSP | NPgY BSP: Distributes to Primary network | SKELTON GRANGE | SKLGB1
NPgY | MALLARD WAY | BSP | NPgY BSP: Distributes to Primary network | WEST MELTON / THORPE MARSH | WMEL_THOM
NPgY | MENSTON | BSP | NPgY BSP: Distributes to Primary network | BRADFORD WEST | BRAW_1
NPgY | MOSS ROAD | BSP | NPgY BSP: Distributes to Primary network | GRIMSBY WEST | GRIW_1
NPgY | OSGODBY 1/2 | BSP | NPgY BSP: Distributes to Primary network | DRAX | DRAX_YEDL
NPgY | OSGODBY 3/4 | BSP | NPgY BSP: Distributes to Primary network | DRAX | DRAX_YEDL
NPgY | RODLEY | BSP | NPgY BSP: Distributes to Primary network | SKELTON GRANGE | SKLGB1
NPgY | SAINT ANDREWS ROAD 132/33KV | BSP | NPgY BSP: Distributes to Primary network | SKELTON GRANGE | SKLGB1
NPgY | SALTEND 132/33KV | BSP | NPgY BSP: Distributes to Primary network | SALTEND NORTH | SALT_1
NPgY | SANTON | BSP | NPgY BSP: Distributes to Primary network | KEADBY | KEAD_YEDL
NPgY | SCUNTHORPE NORTH | BSP | NPgY BSP: Distributes to Primary network | KEADBY | KEAD_YEDL
NPgY | SCUNTHORPE SOUTH | BSP | NPgY BSP: Distributes to Primary network | KEADBY | KEAD_YEDL
NPgY | SILSDEN | BSP | NPgY BSP: Distributes to Primary network | BRADFORD WEST | BRAW_1
NPgY | SOWERBY BRIDGE 132/33KV | BSP | NPgY BSP: Distributes to Primary network | ELLAND | ELLA_1
NPgY | STAYGATE | BSP | NPgY BSP: Distributes to Primary network | SKELTON GRANGE | SKLGB1
NPgY | THORNHILL 132KV | BSP | NPgY BSP: Distributes to Primary network | ELLAND | ELLA_1
NPgY | WAKEFIELD MONCKTON ROAD | BSP | NPgY BSP: Distributes to Primary network | WEST MELTON SECTION 3 | WMEL_BB3
NPgY | WAKEFIELD NORTH | BSP | NPgY BSP: Distributes to Primary network | SKELTON GRANGE | SKLGB1
NPgY | WEST MELTON | BSP | NPgY BSP: Distributes to Primary network | WEST MELTON SECTION 3 | WMEL_BB3
NPgY | WHINMOOR | BSP | NPgY BSP: Distributes to Primary network | FERRYBRIDGE B | FERRB9
NPgY | WOLD NEWTON | BSP | NPgY BSP: Distributes to Primary network | KEADBY | KEAD_YEDL
NPgY | YARBOROUGH ROAD 132/33KV | BSP | NPgY BSP: Distributes to Primary network | GRIMSBY WEST | GRIW_1

## CE_wind capacity
Bulk Supply Point Name | Grid Supply Point Connected to | Licence area | Scenario name | Output parameter_Unit | Substation Type in Forecasting Model | 2017 | 2018 | 2019 | 2020 | 2021 | 2022 | 2023 | 2024 | 2025 | 2026 | 2027 | 2028 | 2029 | 2030 | 2031 | 2032 | 2033 | 2034 | 2035 | 2036 | 2037 | 2038 | 2039 | 2040 | 2041 | 2042 | 2043 | 2044 | 2045 | 2046 | 2047 | 2048 | 2049 | 2050
ANNFIELD | STELLA SOUTH | NPgN | NG FES - Consumer Evolution | Total wind capacity (MW) | BSP | 26.2899 | 26.2899 | 26.301 | 26.3042 | 26.3098 | 26.322 | 26.3489 | 26.3946 | 26.4632 | 26.5592 | 26.6745 | 26.8012 | 26.928 | 27.0547 | 27.1751 | 27.2895 | 27.3982 | 27.5015 | 27.5995 | 27.6927 | 27.7812 | 27.8653 | 27.9452 | 28.0211 | 28.0932 | 28.1617 | 28.2267 | 28.2885 | 28.3473 | 28.4031 | 28.4561 | 28.5064 | 28.5542 | 28.5997
BARRACK ROAD | STELLA NORTH | NPgN | NG FES - Consumer Evolution | Total wind capacity (MW) | BSP | 0 | 0 | 0 | 0.00010658 | 0.00029113 | 0.00069614 | 0.0015858 | 0.0030992 | 0.0053694 | 0.0085489 | 0.012363 | 0.016559 | 0.020753 | 0.024949 | 0.028935 | 0.032721 | 0.036318 | 0.039737 | 0.042983 | 0.046066 | 0.048997 | 0.051781 | 0.054424 | 0.056935 | 0.059324 | 0.061589 | 0.063743 | 0.065789 | 0.067734 | 0.06958 | 0.071334 | 0.073001 | 0.074582 | 0.076088
BLUCHER | STELLA NORTH | NPgN | NG FES - Consumer Evolution | Total wind capacity (MW) | BSP | 0 | 0 | 0 | 0.00096048 | 0.0026236 | 0.0062734 | 0.014291 | 0.02793 | 0.048388 | 0.07704 | 0.11142 | 0.14922 | 0.18702 | 0.22483 | 0.26076 | 0.29488 | 0.32729 | 0.3581 | 0.38735 | 0.41514 | 0.44155 | 0.46663 | 0.49046 | 0.51309 | 0.53461 | 0.55503 | 0.57444 | 0.59288 | 0.6104 | 0.62703 | 0.64284 | 0.65787 | 0.67212 | 0.68569
BOWESFIELD | NORTON | NPgN | NG FES - Consumer Evolution | Total wind capacity (MW) | BSP | 10.3672 | 10.3672 | 10.3678 | 10.3698 | 10.3734 | 10.3812 | 10.3984 | 10.4276 | 10.4715 | 10.5328 | 10.6065 | 10.6875 | 10.7685 | 10.8495 | 10.9265 | 10.9996 | 11.069 | 11.135 | 11.1977 | 11.2572 | 11.3138 | 11.3676 | 11.4186 | 11.4671 | 11.5132 | 11.557 | 11.5985 | 11.638 | 11.6756 | 11.7112 | 11.7451 | 11.7773 | 11.8078 | 11.8369
CHIRTON GRANGE | TYNEMOUTH | NPgN | NG FES - Consumer Evolution | Total wind capacity (MW) | BSP | 0 | 0 | 0 | 0.00073493 | 0.0020075 | 0.0048002 | 0.010935 | 0.021371 | 0.037025 | 0.058949 | 0.085252 | 0.11418 | 0.14311 | 0.17203 | 0.19952 | 0.22563 | 0.25043 | 0.274 | 0.29639 | 0.31765 | 0.33786 | 0.35705 | 0.37528 | 0.3926 | 0.40907 | 0.42469 | 0.43954 | 0.45365 | 0.46706 | 0.47979 | 0.49188 | 0.50338 | 0.51428 | 0.52467
COALBURNS | STELLA SOUTH | NPgN | NG FES - Consumer Evolution | Total wind capacity (MW) | BSP | 2.351 | 2.351 | 2.3558 | 2.3608 | 2.3696 | 2.3889 | 2.4312 | 2.5031 | 2.6111 | 2.7622 | 2.9436 | 3.1431 | 3.3425 | 3.542 | 3.7316 | 3.9116 | 4.0826 | 4.2451 | 4.3995 | 4.5461 | 4.6854 | 4.8178 | 4.9435 | 5.0629 | 5.1764 | 5.2842 | 5.3866 | 5.4839 | 5.5763 | 5.6641 | 5.7475 | 5.8268 | 5.9019 | 5.9736
DARLINGTON CENTRAL | NORTON | NPgN | NG FES - Consumer Evolution | Total wind capacity (MW) | BSP | 0.23169 | 0.23169 | 0.23303 | 0.23379 | 0.23509 | 0.23797 | 0.24427 | 0.255 | 0.27109 | 0.29362 | 0.32065 | 0.35039 | 0.38012 | 0.40985 | 0.43811 | 0.46494 | 0.49043 | 0.51466 | 0.53766 | 0.55952 | 0.58029 | 0.60002 | 0.61875 | 0.63655 | 0.65348 | 0.66953 | 0.6848 | 0.6993 | 0.71308 | 0.72616 | 0.73859 | 0.75041 | 0.76162 | 0.77229
DARLINGTON NORTH | NORTON | NPgN | NG FES - Consumer Evolution | Total wind capacity (MW) | BSP | 12.4685 | 12.4685 | 12.4694 | 12.4713 | 12.4746 | 12.4817 | 12.4974 | 12.5242 | 12.5643 | 12.6204 | 12.6878 | 12.7619 | 12.836 | 12.9101 | 12.9806 | 13.0475 | 13.111 | 13.1714 | 13.2287 | 13.2832 | 13.335 | 13.3841 | 13.4308 | 13.4752 | 13.5174 | 13.5574 | 13.5954 | 13.6316 | 13.666 | 13.6986 | 13.7295 | 13.759 | 13.7869 | 13.8135
DUNSTON | STELLA NORTH | NPgN | NG FES - Consumer Evolution | Total wind capacity (MW) | BSP | 1.122e-05 | 1.122e-05 | 1.1284e-05 | 0.00045194 | 0.001215 | 0.0028895 | 0.0065678 | 0.012825 | 0.022211 | 0.035356 | 0.051127 | 0.068473 | 0.085816 | 0.10316 | 0.11964 | 0.1353 | 0.15017 | 0.1643 | 0.17772 | 0.19047 | 0.20259 | 0.2141 | 0.22503 | 0.23541 | 0.24528 | 0.25465 | 0.26356 | 0.27202 | 0.28006 | 0.28769 | 0.29494 | 0.30183 | 0.30837 | 0.3146
FLATWORTH | TYNEMOUTH | NPgN | NG FES - Consumer Evolution | Total wind capacity (MW) | BSP | 0 | 0 | 0 | 8.5478e-05 | 0.00023349 | 0.00055831 | 0.0012718 | 0.0024856 | 0.0043063 | 0.0068562 | 0.0099154 | 0.01328 | 0.016644 | 0.020009 | 0.023206 | 0.026243 | 0.029127 | 0.031869 | 0.034472 | 0.036945 | 0.039296 | 0.041528 | 0.043649 | 0.045662 | 0.047578 | 0.049395 | 0.051122 | 0.052763 | 0.054323 | 0.055803 | 0.05721 | 0.058547 | 0.059815 | 0.061023
GOSFORTH | TYNEMOUTH | NPgN | NG FES - Consumer Evolution | Total wind capacity (MW) | BSP | 0.0060135 | 0.0060135 | 0.0060482 | 0.006225 | 0.006531 | 0.0072027 | 0.008678 | 0.011188 | 0.014953 | 0.020225 | 0.026551 | 0.033508 | 0.040464 | 0.047422 | 0.054033 | 0.060311 | 0.066276 | 0.071945 | 0.077328 | 0.082442 | 0.087301 | 0.091918 | 0.096302 | 0.10047 | 0.10443 | 0.10818 | 0.11176 | 0.11515 | 0.11837 | 0.12143 | 0.12434 | 0.12711 | 0.12973 | 0.13223
HARROGATE 132/33KV | KNARESBOROUGH | NPgN | NG FES - Consumer Evolution | Total wind capacity (MW) | BSP | 16.2525 | 16.2525 | 16.2536 | 16.2571 | 16.263 | 16.276 | 16.3046 | 16.3533 | 16.4263 | 16.5285 | 16.6511 | 16.786 | 16.9208 | 17.0557 | 17.1839 | 17.3056 | 17.4212 | 17.5311 | 17.6355 | 17.7346 | 17.8288 | 17.9183 | 18.0033 | 18.084 | 18.1608 | 18.2336 | 18.3029 | 18.3687 | 18.4312 | 18.4905 | 18.5469 | 18.6005 | 18.6513 | 18.6998
HUSTHWAITE | KNARESBOROUGH | NPgN | NG FES - Consumer Evolution | Total wind capacity (MW) | BSP | 0.0017247 | 0.0017247 | 0.0017347 | 0.0041084 | 0.0082187 | 0.017239 | 0.037054 | 0.070761 | 0.12132 | 0.19213 | 0.27709 | 0.37053 | 0.46395 | 0.55739 | 0.64618 | 0.7305 | 0.81061 | 0.88674 | 0.95904 | 1.0277 | 1.093 | 1.155 | 1.2139 | 1.2698 | 1.323 | 1.3735 | 1.4214 | 1.467 | 1.5103 | 1.5514 | 1.5905 | 1.6276 | 1.6628 | 1.6964
LEEMING BAR_SKEEBY | NORTON | NPgN | NG FES - Consumer Evolution | Total wind capacity (MW) | BSP | 0.22166 | 0.22166 | 0.22294 | 0.23787 | 0.26372 | 0.32046 | 0.44509 | 0.65711 | 0.97514 | 1.4205 | 1.9549 | 2.5426 | 3.1303 | 3.718 | 4.2765 | 4.8069 | 5.3107 | 5.7896 | 6.2444 | 6.6763 | 7.0869 | 7.4769 | 7.8472 | 8.199 | 8.5336 | 8.851 | 9.1527 | 9.4393 | 9.7118 | 9.9703 | 10.216 | 10.4496 | 10.6711 | 10.8821
LINTON | BLYTH 132kV | NPgN | NG FES - Consumer Evolution | Total wind capacity (MW) | BSP | 77.0428 | 77.0428 | 77.0434 | 77.0518 | 77.0665 | 77.0986 | 77.1693 | 77.2894 | 77.4697 | 77.7221 | 78.025 | 78.3581 | 78.6912 | 79.0243 | 79.3408 | 79.6414 | 79.927 | 80.1984 | 80.4562 | 80.701 | 80.9337 | 81.1547 | 81.3646 | 81.564 | 81.7536 | 81.9335 | 82.1045 | 82.267 | 82.4214 | 82.5679 | 82.7072 | 82.8396 | 82.9651 | 83.0847
MALTON GRID | OSBALDWICK | NPgN | NG FES - Consumer Evolution | Total wind capacity (MW) | BSP | 2.1471 | 2.1471 | 2.1595 | 2.1723 | 2.1944 | 2.2429 | 2.3494 | 2.5305 | 2.8023 | 3.1829 | 3.6395 | 4.1417 | 4.6439 | 5.1461 | 5.6233 | 6.0765 | 6.5071 | 6.9163 | 7.3049 | 7.674 | 8.0248 | 8.358 | 8.6745 | 8.9751 | 9.261 | 9.5322 | 9.79 | 10.035 | 10.2678 | 10.4887 | 10.6987 | 10.8982 | 11.0875 | 11.2678
MELROSEGATE | OSBALDWICK | NPgN | NG FES - Consumer Evolution | Total wind capacity (MW) | BSP | 0.14828 | 0.14828 | 0.14914 | 0.15087 | 0.15387 | 0.16046 | 0.17493 | 0.19955 | 0.23647 | 0.28819 | 0.35023 | 0.41847 | 0.4867 | 0.55494 | 0.61979 | 0.68137 | 0.73987 | 0.79548 | 0.84828 | 0.89843 | 0.9461 | 0.99138 | 1.0344 | 1.0752 | 1.1141 | 1.1509 | 1.186 | 1.2192 | 1.2509 | 1.2809 | 1.3094 | 1.3365 | 1.3623 | 1.3868
NORTH TEES | NORTON | NPgN | NG FES - Consumer Evolution | Total wind capacity (MW) | BSP | 0.0062079 | 0.0062079 | 0.0062438 | 0.0067606 | 0.0076556 | 0.0096195 | 0.013934 | 0.021273 | 0.032281 | 0.047699 | 0.066196 | 0.086541 | 0.10688 | 0.12723 | 0.14656 | 0.16492 | 0.18236 | 0.19894 | 0.21468 | 0.22963 | 0.24384 | 0.25734 | 0.27016 | 0.28234 | 0.29392 | 0.30491 | 0.31535 | 0.32527 | 0.3347 | 0.34365 | 0.35216 | 0.36024 | 0.36791 | 0.37521
POTTER HOUSE | SPENNYMOOR | NPgN | NG FES - Consumer Evolution | Total wind capacity (MW) | BSP | 7.9971 | 7.9971 | 7.9994 | 8.0026 | 8.0082 | 8.0203 | 8.047 | 8.0924 | 8.1604 | 8.2558 | 8.3701 | 8.4959 | 8.6217 | 8.7475 | 8.867 | 8.9805 | 9.0884 | 9.1909 | 9.2882 | 9.3807 | 9.4685 | 9.552 | 9.6313 | 9.7066 | 9.7782 | 9.8461 | 9.9107 | 9.972 | 10.0304 | 10.0857 | 10.1383 | 10.1883 | 10.2357 | 10.2808
RAVENSWORTH | STELLA SOUTH | NPgN | NG FES - Consumer Evolution | Total wind capacity (MW) | BSP | 0.010348 | 0.010348 | 0.010408 | 0.010901 | 0.011753 | 0.013625 | 0.017737 | 0.024731 | 0.035222 | 0.049916 | 0.067545 | 0.086933 | 0.10632 | 0.12571 | 0.14413 | 0.16163 | 0.17825 | 0.19405 | 0.20905 | 0.2233 | 0.23684 | 0.24971 | 0.26193 | 0.27353 | 0.28457 | 0.29504 | 0.30499 | 0.31445 | 0.32344 | 0.33197 | 0.34007 | 0.34778 | 0.35509 | 0.36205
SCARBOROUGH GRID | OSBALDWICK | NPgN | NG FES - Consumer Evolution | Total wind capacity (MW) | BSP | 0.5187 | 0.5187 | 0.52169 | 0.52681 | 0.53568 | 0.55514 | 0.59788 | 0.67058 | 0.77964 | 0.93238 | 1.1156 | 1.3172 | 1.5187 | 1.7202 | 1.9117 | 2.0936 | 2.2664 | 2.4306 | 2.5866 | 2.7347 | 2.8755 | 3.0092 | 3.1362 | 3.2568 | 3.3716 | 3.4804 | 3.5839 | 3.6822 | 3.7756 | 3.8643 | 3.9485 | 4.0286 | 4.1046 | 4.1769
SEAL SANDS | SALTHOLME | NPgN | NG FES - Consumer Evolution | Total wind capacity (MW) | BSP | 0 | 0 | 0 | 0 | 0 | 0 | 0 | 0 | 0 | 0 | 0 | 0 | 0 | 0 | 0 | 0 | 0 | 0 | 0 | 0 | 0 | 0 | 0 | 0 | 0 | 0 | 0 | 0 | 0 | 0 | 0 | 0 | 0 | 0
SPADEADAM 33KV | SPADEADAM | NPgN | NG FES - Consumer Evolution | Total wind capacity (MW) | BSP | 0.0015771 | 0.0015771 | 0.0015862 | 0.0017225 | 0.0019586 | 0.0024768 | 0.0036149 | 0.005551 | 0.0084552 | 0.012523 | 0.017402 | 0.022769 | 0.028136 | 0.033503 | 0.038603 | 0.043446 | 0.048047 | 0.05242 | 0.056573 | 0.060518 | 0.064267 | 0.067828 | 0.07121 | 0.074422 | 0.077478 | 0.080376 | 0.083131 | 0.085749 | 0.088237 | 0.090598 | 0.092842 | 0.094975 | 0.096998 | 0.098924
SPENNYMOOR 132/66KV | SPENNYMOOR | NPgN | NG FES - Consumer Evolution | Total wind capacity (MW) | BSP | 43.8398 | 43.8398 | 43.8559 | 43.8611 | 43.8699 | 43.8893 | 43.932 | 44.0046 | 44.1135 | 44.266 | 44.449 | 44.6503 | 44.8515 | 45.0528 | 45.244 | 45.4256 | 45.5982 | 45.7622 | 45.9179 | 46.0658 | 46.2064 | 46.34 | 46.4668 | 46.5872 | 46.7018 | 46.8105 | 46.9138 | 47.012 | 47.1053 | 47.1938 | 47.278 | 47.3579 | 47.4338 | 47.506
TORONTO | SPENNYMOOR | NPgN | NG FES - Consumer Evolution | Total wind capacity (MW) | BSP | 23.2233 | 23.2233 | 23.2257 | 23.2285 | 23.2333 | 23.2439 | 23.2671 | 23.3066 | 23.3658 | 23.4488 | 23.5483 | 23.6577 | 23.7672 | 23.8766 | 23.9806 | 24.0794 | 24.1732 | 24.2624 | 24.3471 | 24.4276 | 24.504 | 24.5766 | 24.6456 | 24.7111 | 24.7734 | 24.8325 | 24.8887 | 24.9421 | 24.9928 | 25.041 | 25.0868 | 25.1303 | 25.1715 | 25.2108
WORMALD GREEN 132/33KV | KNARESBOROUGH | NPgN | NG FES - Consumer Evolution | Total wind capacity (MW) | BSP | 0.080214 | 0.080214 | 0.080677 | 0.083746 | 0.08906 | 0.10072 | 0.12634 | 0.16992 | 0.23528 | 0.32683 | 0.43666 | 0.55746 | 0.67824 | 0.79904 | 0.91383 | 1.0228 | 1.1264 | 1.2248 | 1.3183 | 1.4071 | 1.4915 | 1.5716 | 1.6477 | 1.72 | 1.7888 | 1.8541 | 1.9161 | 1.975 | 2.031 | 2.0841 | 2.1346 | 2.1826 | 2.2282 | 2.2715
ATTERCLIFFE | WEST MELTON / THORPE MARSH | NPgY | NG FES - Consumer Evolution | Total wind capacity (MW) | BSP | 0 | 0 | 0 | 0.0013634 | 0.0036877 | 0.0088097 | 0.020066 | 0.039204 | 0.067915 | 0.1081 | 0.15633 | 0.20938 | 0.26244 | 0.31548 | 0.36589 | 0.41377 | 0.45926 | 0.50246 | 0.54352 | 0.58252 | 0.61956 | 0.65476 | 0.6882 | 0.71996 | 0.75014 | 0.77881 | 0.80604 | 0.83191 | 0.85648 | 0.87984 | 0.90202 | 0.9231 | 0.94311 | 0.96213
BARUGH 132/66KV | WEST MELTON SECTION 3 | NPgY | NG FES - Consumer Evolution | Total wind capacity (MW) | BSP | 0.68632 | 0.70266 | 0.7067 | 0.7106 | 0.71726 | 0.73191 | 0.76413 | 0.8189 | 0.90106 | 1.0161 | 1.1541 | 1.3059 | 1.4578 | 1.6096 | 1.7538 | 1.8908 | 2.021 | 2.1447 | 2.2622 | 2.3738 | 2.4798 | 2.5805 | 2.6762 | 2.7671 | 2.8535 | 2.9355 | 3.0135 | 3.0875 | 3.1578 | 3.2247 | 3.2881 | 3.3485 | 3.4057 | 3.4602
BEESTON ROYDS 132/33KV | KIRKSTALL B | NPgY | NG FES - Consumer Evolution | Total wind capacity (MW) | BSP | 2.5425 | 2.5436 | 2.5438 | 2.546 | 2.5497 | 2.558 | 2.5761 | 2.607 | 2.6532 | 2.718 | 2.7957 | 2.8812 | 2.9667 | 3.0521 | 3.1334 | 3.2105 | 3.2838 | 3.3534 | 3.4196 | 3.4824 | 3.5421 | 3.5988 | 3.6527 | 3.7039 | 3.7525 | 3.7987 | 3.8426 | 3.8843 | 3.9239 | 3.9615 | 3.9972 | 4.0312 | 4.0634 | 4.0941
BEVERLEY 132/33KV | CREYKE BECK | NPgY | NG FES - Consumer Evolution | Total wind capacity (MW) | BSP | 53.1262 | 53.2547 | 53.2865 | 53.3093 | 53.3483 | 53.434 | 53.6225 | 53.943 | 54.4238 | 55.0968 | 55.9044 | 56.7928 | 57.6812 | 58.5695 | 59.4136 | 60.2153 | 60.9771 | 61.7005 | 62.3881 | 63.0411 | 63.6615 | 64.2508 | 64.8109 | 65.3428 | 65.848 | 66.3282 | 66.7842 | 67.2174 | 67.6289 | 68.0199 | 68.3914 | 68.7444 | 69.0795 | 69.398
BINGLEY 132/33KV | BRADFORD WEST | NPgY | NG FES - Consumer Evolution | Total wind capacity (MW) | BSP | 0.58044 | 0.59426 | 0.59768 | 0.59963 | 0.60296 | 0.61029 | 0.62641 | 0.65381 | 0.69492 | 0.75246 | 0.82151 | 0.89747 | 0.97343 | 1.0494 | 1.1215 | 1.1901 | 1.2552 | 1.3171 | 1.3759 | 1.4317 | 1.4847 | 1.5351 | 1.583 | 1.6285 | 1.6717 | 1.7128 | 1.7517 | 1.7888 | 1.824 | 1.8574 | 1.8892 | 1.9193 | 1.948 | 1.9752
BLACKBURN MEADOWS B | WEST MELTON / THORPE MARSH | NPgY | NG FES - Consumer Evolution | Total wind capacity (MW) | BSP | 0 | 0 | 0 | 0.00062895 | 0.0017012 | 0.004064 | 0.0092564 | 0.018085 | 0.03133 | 0.049869 | 0.072118 | 0.09659 | 0.12107 | 0.14554 | 0.16879 | 0.19087 | 0.21186 | 0.23179 | 0.25073 | 0.26872 | 0.28581 | 0.30205 | 0.31747 | 0.33213 | 0.34605 | 0.35927 | 0.37183 | 0.38377 | 0.39511 | 0.40588 | 0.41611 | 0.42583 | 0.43507 | 0.44384
BLYTON | KEADBY | NPgY | NG FES - Consumer Evolution | Total wind capacity (MW) | BSP | 2.5522 | 2.613 | 2.628 | 2.6377 | 2.6541 | 2.6902 | 2.7696 | 2.9047 | 3.1073 | 3.3909 | 3.7312 | 4.1056 | 4.48 | 4.8543 | 5.21 | 5.5479 | 5.8689 | 6.1738 | 6.4635 | 6.7387 | 7.0002 | 7.2485 | 7.4845 | 7.7087 | 7.9216 | 8.1239 | 8.3161 | 8.4987 | 8.6721 | 8.8369 | 8.9934 | 9.1421 | 9.2834 | 9.4176
BRADFORD | BRADFORD WEST | NPgY | NG FES - Consumer Evolution | Total wind capacity (MW) | BSP | 0 | 0 | 0 | 0.0024289 | 0.0065695 | 0.015694 | 0.035746 | 0.069841 | 0.12099 | 0.19258 | 0.2785 | 0.37301 | 0.46753 | 0.56202 | 0.65182 | 0.73711 | 0.81815 | 0.89512 | 0.96826 | 1.0377 | 1.1037 | 1.1664 | 1.226 | 1.2826 | 1.3363 | 1.3874 | 1.4359 | 1.482 | 1.5258 | 1.5674 | 1.6069 | 1.6445 | 1.6801 | 1.714
BRAMHAM | FERRYBRIDGE B | NPgY | NG FES - Consumer Evolution | Total wind capacity (MW) | BSP | 9.8289 | 9.832 | 9.8328 | 9.8418 | 9.8571 | 9.8909 | 9.9651 | 10.0913 | 10.2805 | 10.5455 | 10.8634 | 11.2132 | 11.5629 | 11.9126 | 12.245 | 12.5606 | 12.8605 | 13.1453 | 13.416 | 13.6731 | 13.9173 | 14.1493 | 14.3698 | 14.5792 | 14.7781 | 14.9671 | 15.1466 | 15.3172 | 15.4792 | 15.6331 | 15.7794 | 15.9183 | 16.0503 | 16.1757
BRANSHOLME | CREYKE BECK | NPgY | NG FES - Consumer Evolution | Total wind capacity (MW) | BSP | 0.45785 | 0.46875 | 0.47144 | 0.47357 | 0.47719 | 0.48518 | 0.50272 | 0.53255 | 0.5773 | 0.63994 | 0.71512 | 0.7978 | 0.8805 | 0.96318 | 1.0418 | 1.1164 | 1.1873 | 1.2546 | 1.3186 | 1.3794 | 1.4371 | 1.492 | 1.5441 | 1.5936 | 1.6407 | 1.6854 | 1.7278 | 1.7681 | 1.8064 | 1.8428 | 1.8774 | 1.9103 | 1.9415 | 1.9711
BRIGHOUSE 132/33KV | ELLAND | NPgY | NG FES - Consumer Evolution | Total wind capacity (MW) | BSP | 0.14955 | 0.15311 | 0.15399 | 0.15767 | 0.16394 | 0.17775 | 0.20812 | 0.25974 | 0.33719 | 0.4456 | 0.5757 | 0.71881 | 0.86193 | 1.005 | 1.141 | 1.2701 | 1.3929 | 1.5094 | 1.6201 | 1.7253 | 1.8253 | 1.9202 | 2.0104 | 2.0961 | 2.1775 | 2.2548 | 2.3283 | 2.3981 | 2.4644 | 2.5274 | 2.5872 | 2.6441 | 2.6981 | 2.7494
DONCASTER B/THORPE MARSH | WEST MELTON / THORPE MARSH | NPgY | NG FES - Consumer Evolution | Total wind capacity (MW) | BSP | 67.1801 | 67.2059 | 67.2122 | 67.2257 | 67.2486 | 67.2991 | 67.4101 | 67.5987 | 67.8818 | 68.278 | 68.7535 | 69.2765 | 69.7996 | 70.3225 | 70.8195 | 71.2914 | 71.74 | 72.1659 | 72.5706 | 72.9551 | 73.3203 | 73.6673 | 73.997 | 74.3102 | 74.6077 | 74.8903 | 75.1588 | 75.4139 | 75.6561 | 75.8863 | 76.105 | 76.3128 | 76.5101 | 76.6976
DONCASTER CENTRAL | WEST MELTON / THORPE MARSH | NPgY | NG FES - Consumer Evolution | Total wind capacity (MW) | BSP | 0 | 0 | 0 | 0.0020905 | 0.0056542 | 0.013508 | 0.030766 | 0.060111 | 0.10413 | 0.16575 | 0.2397 | 0.32104 | 0.40239 | 0.48372 | 0.56101 | 0.63441 | 0.70417 | 0.77041 | 0.83336 | 0.89315 | 0.94996 | 1.0039 | 1.0552 | 1.1039 | 1.1502 | 1.1941 | 1.2359 | 1.2755 | 1.3132 | 1.349 | 1.383 | 1.4154 | 1.446 | 1.4752
DRIFFIELD/BEVERLEY GROUP | CREYKE BECK | NPgY | NG FES - Consumer Evolution | Total wind capacity (MW) | BSP | 102.7206 | 102.9694 | 103.031 | 103.069 | 103.1338 | 103.2766 | 103.5905 | 104.1242 | 104.9248 | 106.0454 | 107.3902 | 108.8695 | 110.349 | 111.8281 | 113.2337 | 114.5686 | 115.8372 | 117.0418 | 118.1867 | 119.2741 | 120.3072 | 121.2885 | 122.2211 | 123.1068 | 123.9482 | 124.7477 | 125.507 | 126.2285 | 126.9137 | 127.5648 | 128.1833 | 128.7711 | 129.3292 | 129.8595
FEATHERSTONE | FERRYBRIDGE B | NPgY | NG FES - Consumer Evolution | Total wind capacity (MW) | BSP | 0.28297 | 0.28971 | 0.29138 | 0.29412 | 0.29879 | 0.30908 | 0.3317 | 0.37015 | 0.42785 | 0.5086 | 0.60551 | 0.71212 | 0.81873 | 0.92532 | 1.0266 | 1.1228 | 1.2142 | 1.301 | 1.3835 | 1.4619 | 1.5363 | 1.6071 | 1.6743 | 1.7381 | 1.7987 | 1.8563 | 1.9111 | 1.963 | 2.0124 | 2.0593 | 2.1039 | 2.1463 | 2.1865 | 2.2247
GIRLINGTON | BRADFORD WEST | NPgY | NG FES - Consumer Evolution | Total wind capacity (MW) | BSP | 0 | 0 | 0 | 0.001377 | 0.0037244 | 0.0088974 | 0.020265 | 0.039595 | 0.068591 | 0.10918 | 0.15789 | 0.21147 | 0.26505 | 0.31863 | 0.36954 | 0.41789 | 0.46383 | 0.50747 | 0.54893 | 0.58832 | 0.62573 | 0.66128 | 0.69506 | 0.72714 | 0.75761 | 0.78657 | 0.81407 | 0.8402 | 0.86502 | 0.8886 | 0.911 | 0.93229 | 0.95251 | 0.97171
HALIFAX 132/33KV | ELLAND | NPgY | NG FES - Consumer Evolution | Total wind capacity (MW) | BSP | 0.42379 | 0.43388 | 0.43638 | 0.43851 | 0.44216 | 0.45019 | 0.46783 | 0.49784 | 0.54285 | 0.60585 | 0.68146 | 0.76462 | 0.8478 | 0.93096 | 1.01 | 1.085 | 1.1564 | 1.2241 | 1.2884 | 1.3496 | 1.4077 | 1.4628 | 1.5153 | 1.5651 | 1.6124 | 1.6573 | 1.7 | 1.7406 | 1.7791 | 1.8157 | 1.8505 | 1.8835 | 1.9149 | 1.9447
HECKMONDWIKE | SKELTON GRANGE | NPgY | NG FES - Consumer Evolution | Total wind capacity (MW) | BSP | 0.021059 | 0.02156 | 0.021684 | 0.023862 | 0.027573 | 0.035752 | 0.053726 | 0.084287 | 0.13013 | 0.19431 | 0.27132 | 0.35604 | 0.44076 | 0.52546 | 0.60595 | 0.6824 | 0.75505 | 0.82403 | 0.8896 | 0.95187 | 1.011 | 1.0672 | 1.1206 | 1.1714 | 1.2195 | 1.2653 | 1.3088 | 1.3501 | 1.3894 | 1.4266 | 1.4621 | 1.4957 | 1.5277 | 1.5581
HOLMFIELD | BRADFORD WEST | NPgY | NG FES - Consumer Evolution | Total wind capacity (MW) | BSP | 23.7364 | 23.7658 | 23.7731 | 23.7782 | 23.787 | 23.8063 | 23.8487 | 23.9207 | 24.0289 | 24.1802 | 24.3619 | 24.5617 | 24.7615 | 24.9613 | 25.1512 | 25.3315 | 25.5029 | 25.6656 | 25.8202 | 25.9671 | 26.1066 | 26.2392 | 26.3652 | 26.4848 | 26.5985 | 26.7064 | 26.809 | 26.9065 | 26.999 | 27.087 | 27.1705 | 27.2499 | 27.3253 | 27.3969
HULL EAST 132/33KV | SALTEND NORTH | NPgY | NG FES - Consumer Evolution | Total wind capacity (MW) | BSP | 37.3409 | 37.4501 | 37.4771 | 37.4867 | 37.503 | 37.539 | 37.618 | 37.7524 | 37.954 | 38.2363 | 38.575 | 38.9475 | 39.3201 | 39.6927 | 40.0467 | 40.3829 | 40.7024 | 41.0058 | 41.2941 | 41.568 | 41.8281 | 42.0753 | 42.3102 | 42.5332 | 42.7451 | 42.9465 | 43.1377 | 43.3194 | 43.492 | 43.656 | 43.8118 | 43.9598 | 44.1004 | 44.2339
HULL SOUTH | CREYKE BECK | NPgY | NG FES - Consumer Evolution | Total wind capacity (MW) | BSP | 0.039187 | 0.04012 | 0.040351 | 0.043396 | 0.048589 | 0.060031 | 0.085176 | 0.12793 | 0.19207 | 0.28185 | 0.38959 | 0.5081 | 0.62663 | 0.74513 | 0.85774 | 0.96469 | 1.0663 | 1.1628 | 1.2545 | 1.3417 | 1.4244 | 1.503 | 1.5778 | 1.6487 | 1.7161 | 1.7802 | 1.841 | 1.8988 | 1.9537 | 2.0059 | 2.0554 | 2.1025 | 2.1472 | 2.1897
HULL WEST | CREYKE BECK | NPgY | NG FES - Consumer Evolution | Total wind capacity (MW) | BSP | 12.9136 | 12.9473 | 12.9556 | 12.9704 | 12.9956 | 13.0511 | 13.1732 | 13.3807 | 13.692 | 14.1278 | 14.6508 | 15.226 | 15.8013 | 16.3765 | 16.9231 | 17.4422 | 17.9355 | 18.404 | 18.8492 | 19.272 | 19.6738 | 20.0554 | 20.418 | 20.7625 | 21.0896 | 21.4005 | 21.6958 | 21.9764 | 22.2428 | 22.496 | 22.7365 | 22.9651 | 23.1821 | 23.3884
HUMBERSTON | GRIMSBY WEST | NPgY | NG FES - Consumer Evolution | Total wind capacity (MW) | BSP | 24.6 | 24.6 | 24.6 | 24.6019 | 24.6052 | 24.6125 | 24.6284 | 24.6554 | 24.696 | 24.7529 | 24.8211 | 24.8961 | 24.9712 | 25.0462 | 25.1175 | 25.1852 | 25.2495 | 25.3106 | 25.3687 | 25.4238 | 25.4762 | 25.526 | 25.5733 | 25.6182 | 25.6609 | 25.7014 | 25.74 | 25.7765 | 25.8113 | 25.8443 | 25.8757 | 25.9055 | 25.9338 | 25.9607
HUNNINGLEY | WEST MELTON SECTION 3 | NPgY | NG FES - Consumer Evolution | Total wind capacity (MW) | BSP | 0 | 0 | 0 | 0.0016961 | 0.0045875 | 0.010959 | 0.024962 | 0.04877 | 0.084486 | 0.13448 | 0.19448 | 0.26047 | 0.32647 | 0.39246 | 0.45517 | 0.51472 | 0.57132 | 0.62506 | 0.67614 | 0.72465 | 0.77074 | 0.81452 | 0.85612 | 0.89564 | 0.93317 | 0.96884 | 1.0027 | 1.0349 | 1.0655 | 1.0945 | 1.1221 | 1.1483 | 1.1732 | 1.1969
HUNSHELF | WEST MELTON SECTION 3 | NPgY | NG FES - Consumer Evolution | Total wind capacity (MW) | BSP | 6.8855 | 6.8934 | 6.8953 | 6.897 | 6.9 | 6.9065 | 6.9207 | 6.945 | 6.9814 | 7.0323 | 7.0934 | 7.1606 | 7.2278 | 7.295 | 7.3589 | 7.4195 | 7.4772 | 7.5319 | 7.5839 | 7.6333 | 7.6803 | 7.7249 | 7.7672 | 7.8075 | 7.8457 | 7.882 | 7.9165 | 7.9493 | 7.9804 | 8.01 | 8.0381 | 8.0648 | 8.0902 | 8.1143
IMMINGHAM | GRIMSBY WEST | NPgY | NG FES - Consumer Evolution | Total wind capacity (MW) | BSP | 0.0054782 | 0.0056086 | 0.0056409 | 0.0084426 | 0.013219 | 0.023744 | 0.046875 | 0.086204 | 0.1452 | 0.22779 | 0.3269 | 0.43591 | 0.54494 | 0.65395 | 0.75753 | 0.85591 | 0.9494 | 1.0382 | 1.1226 | 1.2027 | 1.2788 | 1.3511 | 1.4199 | 1.4851 | 1.5471 | 1.6061 | 1.662 | 1.7152 | 1.7657 | 1.8137 | 1.8593 | 1.9026 | 1.9437 | 1.9828
KIRKHAW LANE | FERRYBRIDGE B | NPgY | NG FES - Consumer Evolution | Total wind capacity (MW) | BSP | 1.4 | 1.4333 | 1.4415 | 1.4459 | 1.4532 | 1.4695 | 1.5052 | 1.5659 | 1.6569 | 1.7844 | 1.9373 | 2.1056 | 2.2738 | 2.4421 | 2.6019 | 2.7538 | 2.898 | 3.035 | 3.1653 | 3.2889 | 3.4064 | 3.518 | 3.6241 | 3.7248 | 3.8205 | 3.9115 | 3.9978 | 4.0799 | 4.1578 | 4.2319 | 4.3022 | 4.3691 | 4.4325 | 4.4929
KIRKSTALL C 2/5 | KIRKSTALL B | NPgY | NG FES - Consumer Evolution | Total wind capacity (MW) | BSP | 0 | 0 | 0 | 0.00044559 | 0.0012052 | 0.0028792 | 0.0065578 | 0.012813 | 0.022196 | 0.03533 | 0.051092 | 0.068431 | 0.08577 | 0.10311 | 0.11958 | 0.13523 | 0.1501 | 0.16421 | 0.17763 | 0.19038 | 0.20249 | 0.21399 | 0.22492 | 0.2353 | 0.24516 | 0.25453 | 0.26343 | 0.27189 | 0.27992 | 0.28755 | 0.2948 | 0.30169 | 0.30823 | 0.31444
KIRKSTALL C/RING ROAD HORSFORTH | KIRKSTALL B | NPgY | NG FES - Consumer Evolution | Total wind capacity (MW) | BSP | 0.019812 | 0.020284 | 0.020401 | 0.023513 | 0.028818 | 0.04051 | 0.066203 | 0.10989 | 0.17543 | 0.26716 | 0.37725 | 0.49835 | 0.61946 | 0.74054 | 0.8556 | 0.96488 | 1.0687 | 1.1673 | 1.2611 | 1.3501 | 1.4346 | 1.515 | 1.5913 | 1.6638 | 1.7327 | 1.7981 | 1.8603 | 1.9194 | 1.9755 | 2.0288 | 2.0794 | 2.1275 | 2.1732 | 2.2166
LEEDS EAST | SKELTON GRANGE | NPgY | NG FES - Consumer Evolution | Total wind capacity (MW) | BSP | 0.017901 | 0.018327 | 0.018433 | 0.020428 | 0.02383 | 0.031326 | 0.0478 | 0.075811 | 0.11783 | 0.17665 | 0.24723 | 0.32488 | 0.40253 | 0.48016 | 0.55394 | 0.624 | 0.69059 | 0.75381 | 0.8139 | 0.87098 | 0.9252 | 0.97671 | 1.0257 | 1.0721 | 1.1163 | 1.1583 | 1.1981 | 1.236 | 1.272 | 1.3061 | 1.3386 | 1.3694 | 1.3987 | 1.4266
LEEDS NORTH | SKELTON GRANGE | NPgY | NG FES - Consumer Evolution | Total wind capacity (MW) | BSP | 0 | 0 | 0 | 0.0016124 | 0.0043613 | 0.010419 | 0.023731 | 0.046365 | 0.08032 | 0.12785 | 0.18489 | 0.24763 | 0.31038 | 0.37311 | 0.43272 | 0.48934 | 0.54315 | 0.59424 | 0.6428 | 0.68892 | 0.73273 | 0.77435 | 0.81391 | 0.85147 | 0.88716 | 0.92107 | 0.95327 | 0.98387 | 1.0129 | 1.0405 | 1.0668 | 1.0917 | 1.1154 | 1.1379
LINDLEY | ELLAND | NPgY | NG FES - Consumer Evolution | Total wind capacity (MW) | BSP | 0.82832 | 0.84805 | 0.85293 | 0.85614 | 0.86163 | 0.87371 | 0.90026 | 0.94541 | 1.0131 | 1.1079 | 1.2217 | 1.3468 | 1.472 | 1.5971 | 1.716 | 1.829 | 1.9363 | 2.0382 | 2.1351 | 2.227 | 2.3144 | 2.3975 | 2.4764 | 2.5513 | 2.6225 | 2.6901 | 2.7543 | 2.8154 | 2.8733 | 2.9284 | 2.9807 | 3.0305 | 3.0777 | 3.1225
LOW ROAD | SKELTON GRANGE | NPgY | NG FES - Consumer Evolution | Total wind capacity (MW) | BSP | 0.043221 | 0.04425 | 0.044505 | 0.045688 | 0.047705 | 0.052148 | 0.061914 | 0.078519 | 0.10343 | 0.1383 | 0.18014 | 0.22617 | 0.2722 | 0.31822 | 0.36196 | 0.40349 | 0.44296 | 0.48044 | 0.51607 | 0.5499 | 0.58204 | 0.61258 | 0.64159 | 0.66915 | 0.69533 | 0.72021 | 0.74383 | 0.76628 | 0.7876 | 0.80786 | 0.8271 | 0.84539 | 0.86276 | 0.87926
MALLARD WAY | WEST MELTON / THORPE MARSH | NPgY | NG FES - Consumer Evolution | Total wind capacity (MW) | BSP | 0 | 0 | 0 | 0.0024234 | 0.0065549 | 0.015659 | 0.035667 | 0.069686 | 0.12072 | 0.19215 | 0.27788 | 0.37218 | 0.46649 | 0.56077 | 0.65037 | 0.73547 | 0.81633 | 0.89312 | 0.9661 | 1.0354 | 1.1013 | 1.1638 | 1.2233 | 1.2797 | 1.3334 | 1.3843 | 1.4327 | 1.4787 | 1.5224 | 1.5639 | 1.6033 | 1.6408 | 1.6764 | 1.7102
MENSTON | BRADFORD WEST | NPgY | NG FES - Consumer Evolution | Total wind capacity (MW) | BSP | 0.22836 | 0.23379 | 0.23514 | 0.2367 | 0.23936 | 0.24523 | 0.25813 | 0.28007 | 0.31297 | 0.35903 | 0.4143 | 0.4751 | 0.5359 | 0.59669 | 0.65446 | 0.70933 | 0.76147 | 0.81098 | 0.85803 | 0.90272 | 0.94518 | 0.98551 | 1.0238 | 1.0602 | 1.0948 | 1.1277 | 1.1589 | 1.1885 | 1.2167 | 1.2435 | 1.2689 | 1.293 | 1.316 | 1.3378
MOSS ROAD | GRIMSBY WEST | NPgY | NG FES - Consumer Evolution | Total wind capacity (MW) | BSP | 0 | 0 | 0 | 0.001378 | 0.0037273 | 0.0089042 | 0.020281 | 0.039625 | 0.068644 | 0.10926 | 0.15801 | 0.21163 | 0.26526 | 0.31887 | 0.36982 | 0.41821 | 0.46419 | 0.50785 | 0.54935 | 0.58877 | 0.62621 | 0.66178 | 0.69559 | 0.72769 | 0.75819 | 0.78717 | 0.81469 | 0.84084 | 0.86568 | 0.88928 | 0.9117 | 0.933 | 0.95323 | 0.97246
OSGODBY 1/2 | DRAX | NPgY | NG FES - Consumer Evolution | Total wind capacity (MW) | BSP | 0 | 0 | 0 | 0 | 0 | 0 | 0 | 0 | 0 | 0 | 0 | 0 | 0 | 0 | 0 | 0 | 0 | 0 | 0 | 0 | 0 | 0 | 0 | 0 | 0 | 0 | 0 | 0 | 0 | 0 | 0 | 0 | 0 | 0
OSGODBY 3/4 | DRAX | NPgY | NG FES - Consumer Evolution | Total wind capacity (MW) | BSP | 35.2532 | 35.276 | 35.2816 | 35.2954 | 35.319 | 35.3709 | 35.485 | 35.6789 | 35.9698 | 36.377 | 36.8658 | 37.4033 | 37.941 | 38.4785 | 38.9892 | 39.4744 | 39.9354 | 40.3731 | 40.7892 | 41.1843 | 41.5597 | 41.9164 | 42.2553 | 42.5771 | 42.8829 | 43.1734 | 43.4493 | 43.7115 | 43.9605 | 44.1971 | 44.4219 | 44.6355 | 44.8383 | 45.031
RODLEY | SKELTON GRANGE | NPgY | NG FES - Consumer Evolution | Total wind capacity (MW) | BSP | 0.018441 | 0.01888 | 0.018988 | 0.021139 | 0.024805 | 0.032885 | 0.050641 | 0.080831 | 0.12612 | 0.18952 | 0.2656 | 0.34928 | 0.43298 | 0.51665 | 0.59617 | 0.67169 | 0.74345 | 0.8116 | 0.87637 | 0.93788 | 0.99632 | 1.0518 | 1.1046 | 1.1547 | 1.2023 | 1.2475 | 1.2905 | 1.3313 | 1.3701 | 1.4069 | 1.4419 | 1.4751 | 1.5067 | 1.5367
SAINT ANDREWS ROAD 132/33KV | SKELTON GRANGE | NPgY | NG FES - Consumer Evolution | Total wind capacity (MW) | BSP | 0.13825 | 0.14154 | 0.14235 | 0.14494 | 0.14935 | 0.15907 | 0.18042 | 0.21672 | 0.27119 | 0.34742 | 0.43891 | 0.53955 | 0.6402 | 0.74082 | 0.83644 | 0.92726 | 1.0136 | 1.0955 | 1.1734 | 1.2474 | 1.3177 | 1.3844 | 1.4479 | 1.5081 | 1.5654 | 1.6197 | 1.6714 | 1.7205 | 1.7671 | 1.8114 | 1.8535 | 1.8935 | 1.9314 | 1.9675
SALTEND 132/33KV | SALTEND NORTH | NPgY | NG FES - Consumer Evolution | Total wind capacity (MW) | BSP | 0.037835 | 0.038735 | 0.038958 | 0.03897 | 0.03899 | 0.039034 | 0.03913 | 0.039294 | 0.039539 | 0.039883 | 0.040296 | 0.04075 | 0.041203 | 0.041657 | 0.042088 | 0.042498 | 0.042887 | 0.043257 | 0.043608 | 0.043941 | 0.044258 | 0.044559 | 0.044845 | 0.045117 | 0.045375 | 0.04562 | 0.045853 | 0.046075 | 0.046285 | 0.046485 | 0.046674 | 0.046855 | 0.047026 | 0.047189
SANTON | KEADBY | NPgY | NG FES - Consumer Evolution | Total wind capacity (MW) | BSP | 1.3311 | 1.3627 | 1.3706 | 1.38 | 1.3961 | 1.4316 | 1.5095 | 1.642 | 1.8407 | 2.1189 | 2.4528 | 2.8201 | 3.1873 | 3.5546 | 3.9035 | 4.2349 | 4.5498 | 4.8489 | 5.1331 | 5.4031 | 5.6596 | 5.9032 | 6.1347 | 6.3546 | 6.5635 | 6.762 | 6.9505 | 7.1296 | 7.2997 | 7.4613 | 7.6149 | 7.7608 | 7.8993 | 8.031
SCUNTHORPE NORTH | KEADBY | NPgY | NG FES - Consumer Evolution | Total wind capacity (MW) | BSP | 28.1752 | 28.1753 | 28.1753 | 28.1815 | 28.1921 | 28.2154 | 28.2666 | 28.3537 | 28.4844 | 28.6672 | 28.8867 | 29.1281 | 29.3695 | 29.6109 | 29.8402 | 30.0581 | 30.2651 | 30.4617 | 30.6485 | 30.8259 | 30.9945 | 31.1547 | 31.3068 | 31.4514 | 31.5887 | 31.7191 | 31.843 | 31.9608 | 32.0726 | 32.1788 | 32.2798 | 32.3757 | 32.4667 | 32.5533
SCUNTHORPE SOUTH | KEADBY | NPgY | NG FES - Consumer Evolution | Total wind capacity (MW) | BSP | 0.48099 | 0.49244 | 0.49527 | 0.50622 | 0.52487 | 0.56599 | 0.65634 | 0.80997 | 1.0404 | 1.363 | 1.7502 | 2.176 | 2.6019 | 3.0277 | 3.4323 | 3.8166 | 4.1818 | 4.5285 | 4.8581 | 5.1712 | 5.4685 | 5.751 | 6.0195 | 6.2745 | 6.5167 | 6.7468 | 6.9654 | 7.1731 | 7.3703 | 7.5578 | 7.7358 | 7.905 | 8.0657 | 8.2183
SILSDEN | BRADFORD WEST | NPgY | NG FES - Consumer Evolution | Total wind capacity (MW) | BSP | 0.99908 | 1.0229 | 1.0288 | 1.0796 | 1.1663 | 1.3574 | 1.7774 | 2.4915 | 3.5627 | 5.0621 | 6.8616 | 8.8409 | 10.8205 | 12.7996 | 14.6803 | 16.4665 | 18.1639 | 19.7758 | 21.3077 | 22.7627 | 24.1449 | 25.458 | 26.7058 | 27.891 | 29.0167 | 30.0865 | 31.1025 | 32.0678 | 32.9846 | 33.8559 | 34.6834 | 35.4699 | 36.2167 | 36.9263
SOWERBY BRIDGE 132/33KV | ELLAND | NPgY | NG FES - Consumer Evolution | Total wind capacity (MW) | BSP | 21.484 | 21.5194 | 21.5281 | 21.5338 | 21.5435 | 21.565 | 21.6121 | 21.6921 | 21.8123 | 21.9804 | 22.1822 | 22.4042 | 22.6261 | 22.8481 | 23.059 | 23.2593 | 23.4496 | 23.6304 | 23.8022 | 23.9653 | 24.1203 | 24.2676 | 24.4075 | 24.5404 | 24.6666 | 24.7866 | 24.9005 | 25.0088 | 25.1116 | 25.2093 | 25.3021 | 25.3903 | 25.474 | 25.5536
STAYGATE | SKELTON GRANGE | NPgY | NG FES - Consumer Evolution | Total wind capacity (MW) | BSP | 0.071767 | 0.073476 | 0.073899 | 0.075894 | 0.079297 | 0.086796 | 0.10327 | 0.13129 | 0.17332 | 0.23216 | 0.30276 | 0.38043 | 0.4581 | 0.53575 | 0.60955 | 0.67963 | 0.74623 | 0.80948 | 0.86959 | 0.92668 | 0.98091 | 1.0324 | 1.0814 | 1.1279 | 1.1721 | 1.214 | 1.2539 | 1.2918 | 1.3278 | 1.3619 | 1.3944 | 1.4253 | 1.4546 | 1.4824
THORNHILL 132KV | ELLAND | NPgY | NG FES - Consumer Evolution | Total wind capacity (MW) | BSP | 18.626 | 18.6484 | 18.654 | 18.6581 | 18.665 | 18.6804 | 18.7141 | 18.7714 | 18.8573 | 18.9777 | 19.1221 | 19.2809 | 19.4397 | 19.5986 | 19.7495 | 19.8928 | 20.029 | 20.1584 | 20.2813 | 20.398 | 20.509 | 20.6143 | 20.7145 | 20.8096 | 20.8999 | 20.9857 | 21.0673 | 21.1447 | 21.2183 | 21.2882 | 21.3546 | 21.4177 | 21.4777 | 21.5346
WAKEFIELD MONCKTON ROAD | WEST MELTON SECTION 3 | NPgY | NG FES - Consumer Evolution | Total wind capacity (MW) | BSP | 0.04936 | 0.050535 | 0.050826 | 0.052585 | 0.055582 | 0.062188 | 0.076705 | 0.10139 | 0.13842 | 0.19025 | 0.25245 | 0.32086 | 0.38929 | 0.4577 | 0.52271 | 0.58445 | 0.64313 | 0.69884 | 0.7518 | 0.80209 | 0.84987 | 0.89526 | 0.93839 | 0.97935 | 1.0183 | 1.0552 | 1.0904 | 1.1237 | 1.1554 | 1.1855 | 1.2141 | 1.2413 | 1.2671 | 1.2917
WAKEFIELD NORTH | SKELTON GRANGE | NPgY | NG FES - Consumer Evolution | Total wind capacity (MW) | BSP | 0.093801 | 0.096035 | 0.096587 | 0.099424 | 0.10426 | 0.11492 | 0.13834 | 0.17816 | 0.23791 | 0.32153 | 0.42188 | 0.53227 | 0.64267 | 0.75305 | 0.85793 | 0.95755 | 1.0522 | 1.1421 | 1.2275 | 1.3087 | 1.3858 | 1.459 | 1.5286 | 1.5947 | 1.6575 | 1.7171 | 1.7738 | 1.8276 | 1.8788 | 1.9274 | 1.9735 | 2.0174 | 2.059 | 2.0986
WEST MELTON | WEST MELTON SECTION 3 | NPgY | NG FES - Consumer Evolution | Total wind capacity (MW) | BSP | 9.0174 | 9.0285 | 9.0313 | 9.0377 | 9.0487 | 9.0729 | 9.1261 | 9.2165 | 9.3521 | 9.542 | 9.7698 | 10.0204 | 10.271 | 10.5216 | 10.7597 | 10.9859 | 11.2008 | 11.4049 | 11.5988 | 11.783 | 11.958 | 12.1243 | 12.2823 | 12.4323 | 12.5748 | 12.7103 | 12.8389 | 12.9611 | 13.0772 | 13.1875 | 13.2923 | 13.3919 | 13.4864 | 13.5763
WHINMOOR | FERRYBRIDGE B | NPgY | NG FES - Consumer Evolution | Total wind capacity (MW) | BSP | 0.029273 | 0.02997 | 0.030142 | 0.032356 | 0.036129 | 0.044444 | 0.062718 | 0.093789 | 0.1404 | 0.20564 | 0.28394 | 0.37007 | 0.4562 | 0.54232 | 0.62415 | 0.70187 | 0.77573 | 0.84586 | 0.91252 | 0.97583 | 1.036 | 1.0931 | 1.1474 | 1.199 | 1.248 | 1.2945 | 1.3387 | 1.3807 | 1.4206 | 1.4585 | 1.4945 | 1.5287 | 1.5612 | 1.5921
WOLD NEWTON | KEADBY | NPgY | NG FES - Consumer Evolution | Total wind capacity (MW) | BSP | 34.4882 | 34.5141 | 34.5205 | 34.5334 | 34.5554 | 34.6039 | 34.7105 | 34.8918 | 35.1636 | 35.5442 | 36.0008 | 36.5032 | 37.0056 | 37.5079 | 37.9852 | 38.4385 | 38.8693 | 39.2783 | 39.6671 | 40.0364 | 40.3872 | 40.7204 | 41.0371 | 41.3379 | 41.6236 | 41.8951 | 42.153 | 42.398 | 42.6306 | 42.8517 | 43.0618 | 43.2614 | 43.4509 | 43.631
YARBOROUGH ROAD 132/33KV | GRIMSBY WEST | NPgY | NG FES - Consumer Evolution | Total wind capacity (MW) | BSP | 1.2262 | 1.2554 | 1.2626 | 1.2659 | 1.2716 | 1.2841 | 1.3117 | 1.3585 | 1.4287 | 1.527 | 1.645 | 1.7748 | 1.9045 | 2.0343 | 2.1576 | 2.2747 | 2.386 | 2.4917 | 2.5921 | 2.6875 | 2.7781 | 2.8642 | 2.946 | 3.0237 | 3.0975 | 3.1676 | 3.2342 | 3.2975 | 3.3576 | 3.4148 | 3.469 | 3.5206 | 3.5695 | 3.6161

## CE_PV capacity - domestic
Bulk Supply Point Name | Grid Supply Point Connected to | Licence area | Scenario name | Output parameter_Unit | Substation Type in Forecasting Model | 2017 | 2018 | 2019 | 2020 | 2021 | 2022 | 2023 | 2024 | 2025 | 2026 | 2027 | 2028 | 2029 | 2030 | 2031 | 2032 | 2033 | 2034 | 2035 | 2036 | 2037 | 2038 | 2039 | 2040 | 2041 | 2042 | 2043 | 2044 | 2045 | 2046 | 2047 | 2048 | 2049 | 2050
ANNFIELD | STELLA SOUTH | NPgN | NG FES - Consumer Evolution | Total PV capacity - domestic (MW) | BSP | 4.7021 | 4.8631 | 4.9871 | 5.33 | 5.7308 | 6.1744 | 6.653 | 7.1614 | 7.6958 | 8.2537 | 8.833 | 9.432 | 10.0493 | 10.6837 | 11.3341 | 11.9997 | 12.6797 | 13.3735 | 14.0805 | 14.6317 | 15.1301 | 15.5839 | 15.988 | 16.3589 | 16.7298 | 17.1008 | 17.4717 | 17.8426 | 18.2135 | 18.5845 | 18.9553 | 19.3262 | 19.6971 | 20.0681
BARRACK ROAD | STELLA NORTH | NPgN | NG FES - Consumer Evolution | Total PV capacity - domestic (MW) | BSP | 0.39293 | 0.40639 | 0.41675 | 0.54048 | 0.68509 | 0.84517 | 1.0178 | 1.2013 | 1.3941 | 1.5954 | 1.8044 | 2.0206 | 2.2433 | 2.4722 | 2.7069 | 2.947 | 3.1924 | 3.4427 | 3.6978 | 3.8967 | 4.0766 | 4.2403 | 4.3861 | 4.5199 | 4.6538 | 4.7876 | 4.9214 | 5.0553 | 5.1891 | 5.323 | 5.4568 | 5.5906 | 5.7244 | 5.8583
BLUCHER | STELLA NORTH | NPgN | NG FES - Consumer Evolution | Total PV capacity - domestic (MW) | BSP | 3.739 | 3.8671 | 3.9656 | 4.2489 | 4.58 | 4.9464 | 5.3418 | 5.7617 | 6.2031 | 6.664 | 7.1426 | 7.6374 | 8.1473 | 8.6713 | 9.2086 | 9.7584 | 10.3201 | 10.8933 | 11.4773 | 11.9326 | 12.3443 | 12.7192 | 13.053 | 13.3593 | 13.6658 | 13.9722 | 14.2786 | 14.5849 | 14.8913 | 15.1978 | 15.5041 | 15.8105 | 16.1169 | 16.4233
BOWESFIELD | NORTON | NPgN | NG FES - Consumer Evolution | Total PV capacity - domestic (MW) | BSP | 6.4553 | 6.6764 | 6.8465 | 7.2829 | 7.793 | 8.3576 | 8.9666 | 9.6135 | 10.2936 | 11.0036 | 11.7408 | 12.5031 | 13.2887 | 14.0959 | 14.9236 | 15.7706 | 16.6361 | 17.519 | 18.4187 | 19.1201 | 19.7544 | 20.3319 | 20.8462 | 21.3182 | 21.7902 | 22.2622 | 22.7343 | 23.2062 | 23.6782 | 24.1504 | 24.6223 | 25.0943 | 25.5663 | 26.0384
CHIRTON GRANGE | TYNEMOUTH | NPgN | NG FES - Consumer Evolution | Total PV capacity - domestic (MW) | BSP | 3.1659 | 3.2744 | 3.3578 | 3.6446 | 3.9798 | 4.3508 | 4.7511 | 5.1762 | 5.6232 | 6.0898 | 6.5743 | 7.0753 | 7.5915 | 8.1221 | 8.666 | 9.2227 | 9.7914 | 10.3717 | 10.963 | 11.424 | 11.8408 | 12.2203 | 12.5583 | 12.8685 | 13.1787 | 13.4889 | 13.7991 | 14.1093 | 14.4195 | 14.7298 | 15.04 | 15.3501 | 15.6604 | 15.9706
COALBURNS | STELLA SOUTH | NPgN | NG FES - Consumer Evolution | Total PV capacity - domestic (MW) | BSP | 3.0144 | 3.1176 | 3.1971 | 3.3919 | 3.6196 | 3.8716 | 4.1435 | 4.4323 | 4.7358 | 5.0528 | 5.3819 | 5.7222 | 6.0729 | 6.4332 | 6.8027 | 7.1808 | 7.5672 | 7.9613 | 8.3629 | 8.6761 | 8.9592 | 9.217 | 9.4466 | 9.6573 | 9.868 | 10.0787 | 10.2894 | 10.5001 | 10.7108 | 10.9216 | 11.1323 | 11.3429 | 11.5537 | 11.7644
DARLINGTON CENTRAL | NORTON | NPgN | NG FES - Consumer Evolution | Total PV capacity - domestic (MW) | BSP | 2.4168 | 2.4996 | 2.5633 | 2.7157 | 2.8938 | 3.091 | 3.3037 | 3.5296 | 3.7671 | 4.0151 | 4.2725 | 4.5388 | 4.8131 | 5.095 | 5.3841 | 5.6799 | 5.9821 | 6.2904 | 6.6046 | 6.8496 | 7.0711 | 7.2728 | 7.4524 | 7.6172 | 7.7821 | 7.9469 | 8.1117 | 8.2766 | 8.4414 | 8.6063 | 8.7711 | 8.9359 | 9.1008 | 9.2656
DARLINGTON NORTH | NORTON | NPgN | NG FES - Consumer Evolution | Total PV capacity - domestic (MW) | BSP | 3.5007 | 3.6206 | 3.7129 | 3.959 | 4.2468 | 4.5653 | 4.9088 | 5.2738 | 5.6574 | 6.058 | 6.4738 | 6.9039 | 7.347 | 7.8024 | 8.2693 | 8.7471 | 9.2353 | 9.7334 | 10.2409 | 10.6367 | 10.9944 | 11.3202 | 11.6103 | 11.8766 | 12.1429 | 12.4092 | 12.6754 | 12.9417 | 13.208 | 13.4743 | 13.7405 | 14.0068 | 14.2731 | 14.5394
DUNSTON | STELLA NORTH | NPgN | NG FES - Consumer Evolution | Total PV capacity - domestic (MW) | BSP | 3.2591 | 3.3707 | 3.4566 | 3.8367 | 4.281 | 4.7728 | 5.3033 | 5.8668 | 6.4592 | 7.0776 | 7.7198 | 8.3838 | 9.0681 | 9.7712 | 10.4922 | 11.23 | 11.9838 | 12.7529 | 13.5366 | 14.1476 | 14.7001 | 15.2031 | 15.6511 | 16.0622 | 16.4734 | 16.8845 | 17.2957 | 17.7068 | 18.1179 | 18.5292 | 18.9403 | 19.3514 | 19.7626 | 20.1737
FLATWORTH | TYNEMOUTH | NPgN | NG FES - Consumer Evolution | Total PV capacity - domestic (MW) | BSP | 2.4435 | 2.5272 | 2.5916 | 2.7421 | 2.918 | 3.1126 | 3.3226 | 3.5457 | 3.7802 | 4.025 | 4.2792 | 4.542 | 4.8129 | 5.0912 | 5.3766 | 5.6687 | 5.9671 | 6.2715 | 6.5817 | 6.8236 | 7.0423 | 7.2414 | 7.4187 | 7.5814 | 7.7442 | 7.907 | 8.0697 | 8.2325 | 8.3952 | 8.558 | 8.7207 | 8.8834 | 9.0462 | 9.209
GOSFORTH | TYNEMOUTH | NPgN | NG FES - Consumer Evolution | Total PV capacity - domestic (MW) | BSP | 2.766 | 2.8607 | 2.9336 | 3.2059 | 3.5242 | 3.8765 | 4.2565 | 4.6602 | 5.0845 | 5.5276 | 5.9876 | 6.4632 | 6.9534 | 7.4571 | 7.9735 | 8.5021 | 9.0421 | 9.593 | 10.1544 | 10.5921 | 10.9878 | 11.3482 | 11.669 | 11.9636 | 12.2581 | 12.5526 | 12.8472 | 13.1417 | 13.4362 | 13.7308 | 14.0253 | 14.3197 | 14.6143 | 14.9088
HARROGATE 132/33KV | KNARESBOROUGH | NPgN | NG FES - Consumer Evolution | Total PV capacity - domestic (MW) | BSP | 1.8502 | 1.9136 | 1.9624 | 2.2062 | 2.4911 | 2.8065 | 3.1467 | 3.5081 | 3.888 | 4.2847 | 4.6965 | 5.1223 | 5.5612 | 6.0121 | 6.4745 | 6.9477 | 7.4311 | 7.9244 | 8.427 | 8.8188 | 9.1731 | 9.4958 | 9.783 | 10.0467 | 10.3104 | 10.5741 | 10.8378 | 11.1014 | 11.3651 | 11.6289 | 11.8925 | 12.1562 | 12.4199 | 12.6836
HUSTHWAITE | KNARESBOROUGH | NPgN | NG FES - Consumer Evolution | Total PV capacity - domestic (MW) | BSP | 1.7578 | 1.818 | 1.8644 | 1.9869 | 2.13 | 2.2885 | 2.4594 | 2.641 | 2.8319 | 3.0312 | 3.2381 | 3.4521 | 3.6726 | 3.8992 | 4.1315 | 4.3693 | 4.6122 | 4.86 | 5.1125 | 5.3094 | 5.4875 | 5.6496 | 5.7939 | 5.9264 | 6.0589 | 6.1914 | 6.3239 | 6.4564 | 6.5888 | 6.7214 | 6.8538 | 6.9863 | 7.1188 | 7.2513
LEEMING BAR_SKEEBY | NORTON | NPgN | NG FES - Consumer Evolution | Total PV capacity - domestic (MW) | BSP | 7.5361 | 7.7942 | 7.9929 | 8.5919 | 9.292 | 10.067 | 10.903 | 11.791 | 12.7245 | 13.6992 | 14.7112 | 15.7575 | 16.8358 | 17.9439 | 19.0801 | 20.2428 | 21.4307 | 22.6427 | 23.8777 | 24.8406 | 25.7112 | 26.504 | 27.2098 | 27.8577 | 28.5057 | 29.1536 | 29.8016 | 30.4495 | 31.0973 | 31.7454 | 32.3933 | 33.0411 | 33.6891 | 34.337
LINTON | BLYTH 132kV | NPgN | NG FES - Consumer Evolution | Total PV capacity - domestic (MW) | BSP | 4.6945 | 4.8553 | 4.979 | 5.3017 | 5.6789 | 6.0964 | 6.5468 | 7.0252 | 7.5281 | 8.0532 | 8.5983 | 9.162 | 9.7429 | 10.3399 | 10.952 | 11.5783 | 12.2183 | 12.8712 | 13.5365 | 14.0553 | 14.5243 | 14.9514 | 15.3316 | 15.6807 | 16.0297 | 16.3788 | 16.7279 | 17.0769 | 17.4259 | 17.7751 | 18.1241 | 18.4731 | 18.8222 | 19.1712
MALTON GRID | OSBALDWICK | NPgN | NG FES - Consumer Evolution | Total PV capacity - domestic (MW) | BSP | 6.0048 | 6.2104 | 6.3687 | 6.8402 | 7.3913 | 8.0014 | 8.6594 | 9.3584 | 10.0933 | 10.8605 | 11.657 | 12.4807 | 13.3295 | 14.2017 | 15.0961 | 16.0113 | 16.9464 | 17.9004 | 18.8725 | 19.6304 | 20.3157 | 20.9398 | 21.4954 | 22.0054 | 22.5154 | 23.0255 | 23.5355 | 24.0455 | 24.5555 | 25.0656 | 25.5756 | 26.0855 | 26.5956 | 27.1056
MELROSEGATE | OSBALDWICK | NPgN | NG FES - Consumer Evolution | Total PV capacity - domestic (MW) | BSP | 7.255 | 7.5035 | 7.6947 | 8.2132 | 8.8191 | 9.4899 | 10.2134 | 10.9819 | 11.7899 | 12.6334 | 13.5093 | 14.4149 | 15.3481 | 16.3072 | 17.2905 | 18.2968 | 19.3249 | 20.3738 | 21.4427 | 22.276 | 23.0295 | 23.7157 | 24.3266 | 24.8873 | 25.4481 | 26.0089 | 26.5697 | 27.1304 | 27.6911 | 28.252 | 28.8127 | 29.3734 | 29.9342 | 30.495
NORTH TEES | NORTON | NPgN | NG FES - Consumer Evolution | Total PV capacity - domestic (MW) | BSP | 4.3463 | 4.4951 | 4.6097 | 4.9572 | 5.3634 | 5.8131 | 6.2981 | 6.8133 | 7.3549 | 7.9204 | 8.5075 | 9.1146 | 9.7402 | 10.3831 | 11.0423 | 11.7168 | 12.406 | 13.1092 | 13.8257 | 14.3843 | 14.8894 | 15.3494 | 15.7589 | 16.1348 | 16.5107 | 16.8867 | 17.2626 | 17.6385 | 18.0144 | 18.3904 | 18.7662 | 19.1421 | 19.518 | 19.894
POTTER HOUSE | SPENNYMOOR | NPgN | NG FES - Consumer Evolution | Total PV capacity - domestic (MW) | BSP | 4.6867 | 4.8472 | 4.9708 | 5.3282 | 5.746 | 6.2084 | 6.7072 | 7.2371 | 7.7941 | 8.3756 | 8.9794 | 9.6038 | 10.2472 | 10.9084 | 11.5863 | 12.28 | 12.9889 | 13.712 | 14.4489 | 15.0234 | 15.5429 | 16.0159 | 16.4371 | 16.8237 | 17.2103 | 17.5969 | 17.9835 | 18.3701 | 18.7567 | 19.1434 | 19.5299 | 19.9165 | 20.3031 | 20.6897
RAVENSWORTH | STELLA SOUTH | NPgN | NG FES - Consumer Evolution | Total PV capacity - domestic (MW) | BSP | 1.5727 | 1.6266 | 1.668 | 1.7808 | 1.9125 | 2.0584 | 2.2157 | 2.3828 | 2.5585 | 2.7419 | 2.9324 | 3.1293 | 3.3322 | 3.5408 | 3.7546 | 3.9734 | 4.197 | 4.4251 | 4.6575 | 4.8387 | 5.0026 | 5.1518 | 5.2846 | 5.4065 | 5.5285 | 5.6504 | 5.7723 | 5.8943 | 6.0162 | 6.1382 | 6.2601 | 6.382 | 6.504 | 6.6259
SCARBOROUGH GRID | OSBALDWICK | NPgN | NG FES - Consumer Evolution | Total PV capacity - domestic (MW) | BSP | 4.1865 | 4.3299 | 4.4402 | 4.8213 | 5.2666 | 5.7596 | 6.2914 | 6.8563 | 7.4501 | 8.0701 | 8.7139 | 9.3795 | 10.0654 | 10.7703 | 11.493 | 12.2326 | 12.9883 | 13.7593 | 14.5448 | 15.1574 | 15.7112 | 16.2155 | 16.6645 | 17.0766 | 17.4888 | 17.901 | 18.3132 | 18.7253 | 19.1374 | 19.5497 | 19.9618 | 20.3739 | 20.7861 | 21.1982
SEAL SANDS | SALTHOLME | NPgN | NG FES - Consumer Evolution | Total PV capacity - domestic (MW) | BSP | 0 | 0 | 0 | 0 | 0 | 0 | 0 | 0 | 0 | 0 | 0 | 0 | 0 | 0 | 0 | 0 | 0 | 0 | 0 | 0 | 0 | 0 | 0 | 0 | 0 | 0 | 0 | 0 | 0 | 0 | 0 | 0 | 0 | 0
SPADEADAM 33KV | SPADEADAM | NPgN | NG FES - Consumer Evolution | Total PV capacity - domestic (MW) | BSP | 0.11997 | 0.12408 | 0.12725 | 0.13245 | 0.13852 | 0.14525 | 0.15251 | 0.16021 | 0.16832 | 0.17678 | 0.18556 | 0.19464 | 0.204 | 0.21362 | 0.22348 | 0.23357 | 0.24389 | 0.25441 | 0.26512 | 0.27348 | 0.28104 | 0.28792 | 0.29405 | 0.29967 | 0.30529 | 0.31092 | 0.31654 | 0.32217 | 0.32779 | 0.33342 | 0.33904 | 0.34466 | 0.35029 | 0.35591
SPENNYMOOR 132/66KV | SPENNYMOOR | NPgN | NG FES - Consumer Evolution | Total PV capacity - domestic (MW) | BSP | 7.7771 | 8.0434 | 8.2485 | 8.7716 | 9.3831 | 10.0599 | 10.7901 | 11.5656 | 12.3809 | 13.2322 | 14.116 | 15.0298 | 15.9716 | 16.9394 | 17.9317 | 18.9471 | 19.9846 | 21.0431 | 22.1217 | 22.9626 | 23.723 | 24.4154 | 25.0319 | 25.5977 | 26.1636 | 26.7295 | 27.2954 | 27.8612 | 28.4271 | 28.9931 | 29.5589 | 30.1247 | 30.6906 | 31.2565
TORONTO | SPENNYMOOR | NPgN | NG FES - Consumer Evolution | Total PV capacity - domestic (MW) | BSP | 4.4051 | 4.556 | 4.6721 | 4.959 | 5.2943 | 5.6654 | 6.0658 | 6.491 | 6.9381 | 7.4049 | 7.8895 | 8.3906 | 8.907 | 9.4377 | 9.9818 | 10.5386 | 11.1075 | 11.6879 | 12.2793 | 12.7405 | 13.1574 | 13.537 | 13.8751 | 14.1854 | 14.4957 | 14.806 | 15.1163 | 15.4265 | 15.7368 | 16.0472 | 16.3574 | 16.6677 | 16.978 | 17.2883
WORMALD GREEN 132/33KV | KNARESBOROUGH | NPgN | NG FES - Consumer Evolution | Total PV capacity - domestic (MW) | BSP | 3.0591 | 3.1638 | 3.2445 | 3.4626 | 3.7175 | 3.9998 | 4.3042 | 4.6276 | 4.9675 | 5.3224 | 5.6909 | 6.072 | 6.4646 | 6.8682 | 7.2819 | 7.7053 | 8.1379 | 8.5792 | 9.0289 | 9.3796 | 9.6966 | 9.9853 | 10.2423 | 10.4783 | 10.7142 | 10.9502 | 11.1861 | 11.4221 | 11.658 | 11.894 | 12.1299 | 12.3658 | 12.6018 | 12.8377
ATTERCLIFFE | WEST MELTON / THORPE MARSH | NPgY | NG FES - Consumer Evolution | Total PV capacity - domestic (MW) | BSP | 2.4009 | 2.4349 | 2.497 | 2.6835 | 2.9016 | 3.143 | 3.4033 | 3.6799 | 3.9707 | 4.2742 | 4.5894 | 4.9153 | 5.2512 | 5.5963 | 5.9502 | 6.3123 | 6.6823 | 7.0598 | 7.4444 | 7.7443 | 8.0154 | 8.2624 | 8.4822 | 8.684 | 8.8858 | 9.0876 | 9.2894 | 9.4912 | 9.693 | 9.8948 | 10.0966 | 10.2984 | 10.5002 | 10.702
BARUGH 132/66KV | WEST MELTON SECTION 3 | NPgY | NG FES - Consumer Evolution | Total PV capacity - domestic (MW) | BSP | 5.8179 | 5.9004 | 6.0507 | 6.3628 | 6.7276 | 7.1314 | 7.567 | 8.0296 | 8.516 | 9.0238 | 9.5511 | 10.0963 | 10.6581 | 11.2354 | 11.8274 | 12.4332 | 13.0521 | 13.6836 | 14.327 | 14.8287 | 15.2822 | 15.6953 | 16.0631 | 16.4007 | 16.7382 | 17.0758 | 17.4134 | 17.751 | 18.0885 | 18.4262 | 18.7638 | 19.1013 | 19.4389 | 19.7765
BEESTON ROYDS 132/33KV | KIRKSTALL B | NPgY | NG FES - Consumer Evolution | Total PV capacity - domestic (MW) | BSP | 4.1734 | 4.2326 | 4.3405 | 4.6571 | 5.0272 | 5.4368 | 5.8787 | 6.348 | 6.8415 | 7.3566 | 7.8915 | 8.4446 | 9.0145 | 9.6002 | 10.2008 | 10.8153 | 11.4432 | 12.0838 | 12.7366 | 13.2455 | 13.7056 | 14.1247 | 14.4978 | 14.8403 | 15.1827 | 15.5252 | 15.8677 | 16.2102 | 16.5526 | 16.8951 | 17.2376 | 17.5801 | 17.9225 | 18.265
BEVERLEY 132/33KV | CREYKE BECK | NPgY | NG FES - Consumer Evolution | Total PV capacity - domestic (MW) | BSP | 5.4659 | 5.5434 | 5.6846 | 6.212 | 6.8284 | 7.5106 | 8.2466 | 9.0283 | 9.8502 | 10.7082 | 11.5991 | 12.5203 | 13.4696 | 14.445 | 15.4454 | 16.4689 | 17.5148 | 18.5817 | 19.6688 | 20.5166 | 21.2829 | 21.9809 | 22.6023 | 23.1728 | 23.7431 | 24.3135 | 24.8839 | 25.4544 | 26.0247 | 26.5952 | 27.1656 | 27.736 | 28.3064 | 28.8768
BINGLEY 132/33KV | BRADFORD WEST | NPgY | NG FES - Consumer Evolution | Total PV capacity - domestic (MW) | BSP | 2.7162 | 2.7548 | 2.8249 | 3.094 | 3.4084 | 3.7565 | 4.132 | 4.5308 | 4.9501 | 5.3878 | 5.8423 | 6.3123 | 6.7965 | 7.2942 | 7.8045 | 8.3267 | 8.8603 | 9.4046 | 9.9592 | 10.3917 | 10.7826 | 11.1387 | 11.4557 | 11.7468 | 12.0377 | 12.3287 | 12.6197 | 12.9108 | 13.2017 | 13.4928 | 13.7838 | 14.0748 | 14.3658 | 14.6568
BLACKBURN MEADOWS B | WEST MELTON / THORPE MARSH | NPgY | NG FES - Consumer Evolution | Total PV capacity - domestic (MW) | BSP | 1.2217 | 1.2391 | 1.2706 | 1.3454 | 1.4328 | 1.5296 | 1.634 | 1.7448 | 1.8614 | 1.9831 | 2.1094 | 2.24 | 2.3747 | 2.513 | 2.6549 | 2.8 | 2.9483 | 3.0997 | 3.2538 | 3.3741 | 3.4827 | 3.5817 | 3.6698 | 3.7507 | 3.8316 | 3.9125 | 3.9934 | 4.0743 | 4.1552 | 4.2361 | 4.317 | 4.3979 | 4.4788 | 4.5597
BLYTON | KEADBY | NPgY | NG FES - Consumer Evolution | Total PV capacity - domestic (MW) | BSP | 6.062 | 6.148 | 6.3047 | 6.466 | 6.6546 | 6.8634 | 7.0886 | 7.3278 | 7.5793 | 7.8419 | 8.1145 | 8.3964 | 8.6868 | 8.9853 | 9.2914 | 9.6046 | 9.9246 | 10.2511 | 10.5838 | 10.8432 | 11.0777 | 11.2913 | 11.4814 | 11.656 | 11.8305 | 12.005 | 12.1796 | 12.3541 | 12.5287 | 12.7032 | 12.8778 | 13.0523 | 13.2268 | 13.4014
BRADFORD | BRADFORD WEST | NPgY | NG FES - Consumer Evolution | Total PV capacity - domestic (MW) | BSP | 2.0226 | 2.0513 | 2.1036 | 2.4457 | 2.8456 | 3.2882 | 3.7657 | 4.2728 | 4.8061 | 5.3627 | 5.9407 | 6.5384 | 7.1542 | 7.7871 | 8.4361 | 9.1001 | 9.7787 | 10.4709 | 11.1762 | 11.7262 | 12.2233 | 12.6762 | 13.0793 | 13.4494 | 13.8194 | 14.1895 | 14.5596 | 14.9297 | 15.2997 | 15.6698 | 16.0399 | 16.4099 | 16.78 | 17.1501
BRAMHAM | FERRYBRIDGE B | NPgY | NG FES - Consumer Evolution | Total PV capacity - domestic (MW) | BSP | 3.6557 | 3.7076 | 3.802 | 4.044 | 4.3267 | 4.6397 | 4.9773 | 5.336 | 5.713 | 6.1066 | 6.5153 | 6.9379 | 7.3734 | 7.8209 | 8.2798 | 8.7494 | 9.2292 | 9.7186 | 10.2174 | 10.6063 | 10.9578 | 11.278 | 11.5631 | 11.8248 | 12.0865 | 12.3482 | 12.6098 | 12.8715 | 13.1332 | 13.3949 | 13.6566 | 13.9182 | 14.1799 | 14.4416
BRANSHOLME | CREYKE BECK | NPgY | NG FES - Consumer Evolution | Total PV capacity - domestic (MW) | BSP | 4.6267 | 4.6924 | 4.8119 | 5.0619 | 5.3541 | 5.6775 | 6.0264 | 6.3969 | 6.7865 | 7.1933 | 7.6156 | 8.0522 | 8.5022 | 8.9646 | 9.4388 | 9.924 | 10.4198 | 10.9255 | 11.4409 | 11.8427 | 12.206 | 12.5369 | 12.8314 | 13.1019 | 13.3722 | 13.6426 | 13.913 | 14.1834 | 14.4538 | 14.7242 | 14.9946 | 15.265 | 15.5354 | 15.8057
BRIGHOUSE 132/33KV | ELLAND | NPgY | NG FES - Consumer Evolution | Total PV capacity - domestic (MW) | BSP | 3.4067 | 3.455 | 3.543 | 3.8317 | 4.1692 | 4.5428 | 4.9457 | 5.3737 | 5.8237 | 6.2935 | 6.7813 | 7.2856 | 7.8054 | 8.3395 | 8.8872 | 9.4476 | 10.0202 | 10.6043 | 11.1996 | 11.6637 | 12.0833 | 12.4655 | 12.8057 | 13.118 | 13.4303 | 13.7426 | 14.0549 | 14.3672 | 14.6795 | 14.9919 | 15.3042 | 15.6165 | 15.9288 | 16.2411
DONCASTER B/THORPE MARSH | WEST MELTON / THORPE MARSH | NPgY | NG FES - Consumer Evolution | Total PV capacity - domestic (MW) | BSP | 19.5277 | 19.8047 | 20.3093 | 21.1038 | 22.0323 | 23.0602 | 24.1689 | 25.3466 | 26.5848 | 27.8774 | 29.2196 | 30.6073 | 32.0374 | 33.507 | 35.014 | 36.556 | 38.1316 | 39.7389 | 41.3767 | 42.6539 | 43.8083 | 44.8599 | 45.796 | 46.6554 | 47.5147 | 48.374 | 49.2333 | 50.0927 | 50.9519 | 51.8113 | 52.6707 | 53.53 | 54.3894 | 55.2487
DONCASTER CENTRAL | WEST MELTON / THORPE MARSH | NPgY | NG FES - Consumer Evolution | Total PV capacity - domestic (MW) | BSP | 1.9427 | 1.9702 | 2.0204 | 2.1433 | 2.2869 | 2.4459 | 2.6173 | 2.7994 | 2.9909 | 3.1908 | 3.3984 | 3.613 | 3.8342 | 4.0614 | 4.2945 | 4.533 | 4.7766 | 5.0252 | 5.2785 | 5.476 | 5.6545 | 5.8171 | 5.9619 | 6.0948 | 6.2277 | 6.3606 | 6.4935 | 6.6264 | 6.7593 | 6.8922 | 7.0251 | 7.158 | 7.2909 | 7.4238
DRIFFIELD/BEVERLEY GROUP | CREYKE BECK | NPgY | NG FES - Consumer Evolution | Total PV capacity - domestic (MW) | BSP | 9.3793 | 9.5124 | 9.7547 | 10.4403 | 11.2414 | 12.1283 | 13.085 | 14.1011 | 15.1695 | 16.2848 | 17.4428 | 18.6403 | 19.8742 | 21.1422 | 22.4425 | 23.773 | 25.1324 | 26.5193 | 27.9325 | 29.0344 | 30.0305 | 30.9378 | 31.7456 | 32.4871 | 33.2285 | 33.97 | 34.7114 | 35.4529 | 36.1943 | 36.9358 | 37.6773 | 38.4188 | 39.1602 | 39.9017
FEATHERSTONE | FERRYBRIDGE B | NPgY | NG FES - Consumer Evolution | Total PV capacity - domestic (MW) | BSP | 4.5822 | 4.6472 | 4.7656 | 5.0688 | 5.4231 | 5.8153 | 6.2384 | 6.6878 | 7.1603 | 7.6536 | 8.1657 | 8.6953 | 9.241 | 9.8018 | 10.3769 | 10.9653 | 11.5665 | 12.1799 | 12.8048 | 13.2922 | 13.7327 | 14.134 | 14.4912 | 14.8192 | 15.147 | 15.475 | 15.8029 | 16.1308 | 16.4587 | 16.7866 | 17.1146 | 17.4425 | 17.7704 | 18.0983
GIRLINGTON | BRADFORD WEST | NPgY | NG FES - Consumer Evolution | Total PV capacity - domestic (MW) | BSP | 0.96643 | 0.98014 | 1.0051 | 1.1991 | 1.4258 | 1.6767 | 1.9474 | 2.2349 | 2.5373 | 2.8528 | 3.1805 | 3.5193 | 3.8685 | 4.2273 | 4.5952 | 4.9717 | 5.3563 | 5.7488 | 6.1486 | 6.4604 | 6.7423 | 6.999 | 7.2276 | 7.4374 | 7.6472 | 7.857 | 8.0668 | 8.2766 | 8.4864 | 8.6962 | 8.906 | 9.1158 | 9.3256 | 9.5354
HALIFAX 132/33KV | ELLAND | NPgY | NG FES - Consumer Evolution | Total PV capacity - domestic (MW) | BSP | 0.76186 | 0.77267 | 0.79236 | 0.902 | 1.0301 | 1.172 | 1.325 | 1.4875 | 1.6584 | 1.8368 | 2.022 | 2.2136 | 2.4109 | 2.6137 | 2.8217 | 3.0345 | 3.252 | 3.4738 | 3.6998 | 3.8761 | 4.0354 | 4.1805 | 4.3097 | 4.4283 | 4.5469 | 4.6655 | 4.7841 | 4.9027 | 5.0213 | 5.1399 | 5.2585 | 5.3771 | 5.4956 | 5.6142
HECKMONDWIKE | SKELTON GRANGE | NPgY | NG FES - Consumer Evolution | Total PV capacity - domestic (MW) | BSP | 3.3896 | 3.4377 | 3.5252 | 3.7622 | 4.039 | 4.3455 | 4.6761 | 5.0273 | 5.3966 | 5.782 | 6.1822 | 6.596 | 7.0225 | 7.4607 | 7.9101 | 8.3699 | 8.8397 | 9.319 | 9.8074 | 10.1882 | 10.5324 | 10.846 | 11.1252 | 11.3814 | 11.6377 | 11.8939 | 12.1501 | 12.4064 | 12.6626 | 12.9189 | 13.1751 | 13.4314 | 13.6876 | 13.9439
HOLMFIELD | BRADFORD WEST | NPgY | NG FES - Consumer Evolution | Total PV capacity - domestic (MW) | BSP | 4.1806 | 4.2399 | 4.3479 | 4.7189 | 5.1524 | 5.6322 | 6.1498 | 6.6996 | 7.2777 | 7.8811 | 8.5077 | 9.1556 | 9.8232 | 10.5093 | 11.2129 | 11.9327 | 12.6683 | 13.4187 | 14.1833 | 14.7795 | 15.3185 | 15.8094 | 16.2464 | 16.6477 | 17.0488 | 17.45 | 17.8511 | 18.2523 | 18.6535 | 19.0547 | 19.4559 | 19.8571 | 20.2582 | 20.6594
HULL EAST 132/33KV | SALTEND NORTH | NPgY | NG FES - Consumer Evolution | Total PV capacity - domestic (MW) | BSP | 3.6757 | 3.7278 | 3.8228 | 4.1073 | 4.4397 | 4.8077 | 5.2046 | 5.6262 | 6.0695 | 6.5323 | 7.0127 | 7.5096 | 8.0216 | 8.5477 | 9.0872 | 9.6392 | 10.2033 | 10.7787 | 11.3651 | 11.8223 | 12.2356 | 12.6121 | 12.9472 | 13.2549 | 13.5625 | 13.8702 | 14.1778 | 14.4855 | 14.7931 | 15.1008 | 15.4084 | 15.7161 | 16.0237 | 16.3313
HULL SOUTH | CREYKE BECK | NPgY | NG FES - Consumer Evolution | Total PV capacity - domestic (MW) | BSP | 2.1831 | 2.214 | 2.2704 | 2.5834 | 2.9492 | 3.3541 | 3.7908 | 4.2548 | 4.7426 | 5.2517 | 5.7805 | 6.3271 | 6.8905 | 7.4694 | 8.0631 | 8.6705 | 9.2912 | 9.9244 | 10.5695 | 11.0726 | 11.5274 | 11.9417 | 12.3104 | 12.649 | 12.9875 | 13.326 | 13.6645 | 14.003 | 14.3415 | 14.6801 | 15.0186 | 15.3571 | 15.6956 | 16.0341
HULL WEST | CREYKE BECK | NPgY | NG FES - Consumer Evolution | Total PV capacity - domestic (MW) | BSP | 3.418 | 3.4665 | 3.5548 | 3.8762 | 4.2517 | 4.6675 | 5.1159 | 5.5922 | 6.093 | 6.6159 | 7.1587 | 7.72 | 8.2984 | 8.8928 | 9.5023 | 10.126 | 10.7633 | 11.4134 | 12.0758 | 12.5924 | 13.0593 | 13.4846 | 13.8633 | 14.2109 | 14.5584 | 14.906 | 15.2536 | 15.6011 | 15.9487 | 16.2963 | 16.6438 | 16.9914 | 17.339 | 17.6866
HUMBERSTON | GRIMSBY WEST | NPgY | NG FES - Consumer Evolution | Total PV capacity - domestic (MW) | BSP | 1.6708 | 1.6945 | 1.7377 | 1.9402 | 2.1768 | 2.4388 | 2.7213 | 3.0214 | 3.337 | 3.6664 | 4.0084 | 4.3621 | 4.7265 | 5.101 | 5.4851 | 5.878 | 6.2795 | 6.6892 | 7.1065 | 7.432 | 7.7262 | 7.9942 | 8.2327 | 8.4518 | 8.6707 | 8.8897 | 9.1087 | 9.3277 | 9.5467 | 9.7657 | 9.9847 | 10.2037 | 10.4227 | 10.6417
HUNNINGLEY | WEST MELTON SECTION 3 | NPgY | NG FES - Consumer Evolution | Total PV capacity - domestic (MW) | BSP | 3.2068 | 3.2523 | 3.3352 | 3.4595 | 3.6048 | 3.7657 | 3.9392 | 4.1235 | 4.3172 | 4.5195 | 4.7295 | 4.9467 | 5.1705 | 5.4004 | 5.6363 | 5.8776 | 6.1241 | 6.3756 | 6.6319 | 6.8318 | 7.0124 | 7.177 | 7.3235 | 7.458 | 7.5924 | 7.7269 | 7.8614 | 7.9959 | 8.1303 | 8.2648 | 8.3993 | 8.5338 | 8.6682 | 8.8027
HUNSHELF | WEST MELTON SECTION 3 | NPgY | NG FES - Consumer Evolution | Total PV capacity - domestic (MW) | BSP | 3.2556 | 3.3018 | 3.3859 | 3.5194 | 3.6754 | 3.848 | 4.0343 | 4.2321 | 4.4401 | 4.6573 | 4.8827 | 5.1158 | 5.3561 | 5.6029 | 5.8561 | 6.1151 | 6.3798 | 6.6498 | 6.9249 | 7.1394 | 7.3334 | 7.51 | 7.6673 | 7.8116 | 7.956 | 8.1003 | 8.2447 | 8.389 | 8.5334 | 8.6777 | 8.8221 | 8.9665 | 9.1108 | 9.2552
IMMINGHAM | GRIMSBY WEST | NPgY | NG FES - Consumer Evolution | Total PV capacity - domestic (MW) | BSP | 2.8612 | 2.9018 | 2.9757 | 3.0829 | 3.2082 | 3.3468 | 3.4964 | 3.6553 | 3.8223 | 3.9967 | 4.1777 | 4.365 | 4.5579 | 4.7561 | 4.9594 | 5.1674 | 5.38 | 5.5968 | 5.8178 | 5.9901 | 6.1458 | 6.2877 | 6.4139 | 6.5299 | 6.6458 | 6.7617 | 6.8776 | 6.9936 | 7.1095 | 7.2254 | 7.3414 | 7.4573 | 7.5732 | 7.6891
KIRKHAW LANE | FERRYBRIDGE B | NPgY | NG FES - Consumer Evolution | Total PV capacity - domestic (MW) | BSP | 3.1397 | 3.1842 | 3.2653 | 3.4527 | 3.6718 | 3.9143 | 4.1758 | 4.4536 | 4.7457 | 5.0506 | 5.3672 | 5.6946 | 6.0319 | 6.3786 | 6.7341 | 7.0979 | 7.4695 | 7.8487 | 8.235 | 8.5363 | 8.8086 | 9.0567 | 9.2775 | 9.4803 | 9.683 | 9.8857 | 10.0884 | 10.2911 | 10.4938 | 10.6965 | 10.8992 | 11.102 | 11.3047 | 11.5074
KIRKSTALL C 2/5 | KIRKSTALL B | NPgY | NG FES - Consumer Evolution | Total PV capacity - domestic (MW) | BSP | 0.19979 | 0.20263 | 0.20779 | 0.27213 | 0.34733 | 0.43057 | 0.52036 | 0.61573 | 0.71601 | 0.82069 | 0.92938 | 1.0418 | 1.1576 | 1.2766 | 1.3986 | 1.5235 | 1.6511 | 1.7813 | 1.9139 | 2.0173 | 2.1108 | 2.196 | 2.2718 | 2.3414 | 2.411 | 2.4806 | 2.5502 | 2.6198 | 2.6893 | 2.7589 | 2.8285 | 2.8981 | 2.9677 | 3.0373
KIRKSTALL C/RING ROAD HORSFORTH | KIRKSTALL B | NPgY | NG FES - Consumer Evolution | Total PV capacity - domestic (MW) | BSP | 3.9169 | 3.9724 | 4.0736 | 4.523 | 5.0482 | 5.6296 | 6.2567 | 6.9229 | 7.6232 | 8.3544 | 9.1135 | 9.8985 | 10.7074 | 11.5386 | 12.391 | 13.2632 | 14.1544 | 15.0635 | 15.9899 | 16.7123 | 17.3653 | 17.9601 | 18.4896 | 18.9757 | 19.4617 | 19.9478 | 20.4338 | 20.9199 | 21.4059 | 21.892 | 22.3781 | 22.8641 | 23.3502 | 23.8362
LEEDS EAST | SKELTON GRANGE | NPgY | NG FES - Consumer Evolution | Total PV capacity - domestic (MW) | BSP | 1.608 | 1.6308 | 1.6724 | 1.9605 | 2.2973 | 2.67 | 3.0721 | 3.4992 | 3.9483 | 4.417 | 4.9038 | 5.4071 | 5.9257 | 6.4587 | 7.0052 | 7.5644 | 8.1358 | 8.7187 | 9.3127 | 9.7759 | 10.1945 | 10.5759 | 10.9154 | 11.2271 | 11.5387 | 11.8503 | 12.162 | 12.4737 | 12.7853 | 13.0969 | 13.4086 | 13.7202 | 14.0319 | 14.3435
LEEDS NORTH | SKELTON GRANGE | NPgY | NG FES - Consumer Evolution | Total PV capacity - domestic (MW) | BSP | 1.2685 | 1.2865 | 1.3193 | 1.5521 | 1.8242 | 2.1254 | 2.4503 | 2.7955 | 3.1583 | 3.5371 | 3.9305 | 4.3372 | 4.7562 | 5.1869 | 5.6286 | 6.0804 | 6.5422 | 7.0132 | 7.4932 | 7.8675 | 8.2058 | 8.5139 | 8.7883 | 9.0401 | 9.2919 | 9.5438 | 9.7956 | 10.0474 | 10.2992 | 10.5511 | 10.8029 | 11.0548 | 11.3066 | 11.5584
LINDLEY | ELLAND | NPgY | NG FES - Consumer Evolution | Total PV capacity - domestic (MW) | BSP | 4.5144 | 4.5784 | 4.6951 | 5.0406 | 5.4444 | 5.8915 | 6.3737 | 6.8859 | 7.4244 | 7.9866 | 8.5703 | 9.1739 | 9.7958 | 10.435 | 11.0904 | 11.7611 | 12.4463 | 13.1454 | 13.8577 | 14.4131 | 14.9152 | 15.3725 | 15.7797 | 16.1535 | 16.5272 | 16.9009 | 17.2746 | 17.6484 | 18.0221 | 18.3959 | 18.7696 | 19.1434 | 19.5171 | 19.8908
LOW ROAD | SKELTON GRANGE | NPgY | NG FES - Consumer Evolution | Total PV capacity - domestic (MW) | BSP | 1.4389 | 1.4593 | 1.4965 | 1.6673 | 1.867 | 2.0879 | 2.3263 | 2.5795 | 2.8457 | 3.1236 | 3.4121 | 3.7105 | 4.0179 | 4.3339 | 4.6579 | 4.9894 | 5.3281 | 5.6737 | 6.0258 | 6.3003 | 6.5485 | 6.7746 | 6.9759 | 7.1606 | 7.3453 | 7.5301 | 7.7148 | 7.8996 | 8.0843 | 8.2691 | 8.4538 | 8.6386 | 8.8233 | 9.0081
MALLARD WAY | WEST MELTON / THORPE MARSH | NPgY | NG FES - Consumer Evolution | Total PV capacity - domestic (MW) | BSP | 1.3144 | 1.3331 | 1.3671 | 1.5095 | 1.676 | 1.8602 | 2.059 | 2.2702 | 2.4922 | 2.7239 | 2.9645 | 3.2133 | 3.4697 | 3.7332 | 4.0034 | 4.2798 | 4.5623 | 4.8505 | 5.1441 | 5.3731 | 5.58 | 5.7686 | 5.9364 | 6.0905 | 6.2445 | 6.3986 | 6.5526 | 6.7067 | 6.8608 | 7.0148 | 7.1689 | 7.323 | 7.477 | 7.6311
MENSTON | BRADFORD WEST | NPgY | NG FES - Consumer Evolution | Total PV capacity - domestic (MW) | BSP | 2.749 | 2.788 | 2.859 | 3.0715 | 3.3198 | 3.5948 | 3.8913 | 4.2063 | 4.5374 | 4.8832 | 5.2421 | 5.6133 | 5.9958 | 6.3888 | 6.7919 | 7.2043 | 7.6257 | 8.0556 | 8.4936 | 8.8352 | 9.144 | 9.4252 | 9.6756 | 9.9055 | 10.1353 | 10.3651 | 10.5949 | 10.8248 | 11.0546 | 11.2844 | 11.5143 | 11.7441 | 11.9739 | 12.2038
MOSS ROAD | GRIMSBY WEST | NPgY | NG FES - Consumer Evolution | Total PV capacity - domestic (MW) | BSP | 0.86332 | 0.87557 | 0.89787 | 1.0427 | 1.212 | 1.3993 | 1.6014 | 1.8161 | 2.0418 | 2.2775 | 2.5221 | 2.7751 | 3.0358 | 3.3037 | 3.5784 | 3.8595 | 4.1467 | 4.4397 | 4.7383 | 4.9711 | 5.1815 | 5.3732 | 5.5439 | 5.7005 | 5.8571 | 6.0138 | 6.1704 | 6.3271 | 6.4837 | 6.6404 | 6.797 | 6.9537 | 7.1103 | 7.267
OSGODBY 1/2 | DRAX | NPgY | NG FES - Consumer Evolution | Total PV capacity - domestic (MW) | BSP | 0 | 0 | 0 | 0 | 0 | 0 | 0 | 0 | 0 | 0 | 0 | 0 | 0 | 0 | 0 | 0 | 0 | 0 | 0 | 0 | 0 | 0 | 0 | 0 | 0 | 0 | 0 | 0 | 0 | 0 | 0 | 0 | 0 | 0
OSGODBY 3/4 | DRAX | NPgY | NG FES - Consumer Evolution | Total PV capacity - domestic (MW) | BSP | 0.74802 | 0.75863 | 0.77796 | 1.0307 | 1.326 | 1.6529 | 2.0055 | 2.3801 | 2.7739 | 3.185 | 3.6119 | 4.0533 | 4.5081 | 4.9755 | 5.4548 | 5.9453 | 6.4464 | 6.9576 | 7.4785 | 7.8847 | 8.2519 | 8.5863 | 8.8841 | 9.1574 | 9.4307 | 9.704 | 9.9773 | 10.2507 | 10.5239 | 10.7973 | 11.0706 | 11.3439 | 11.6172 | 11.8905
RODLEY | SKELTON GRANGE | NPgY | NG FES - Consumer Evolution | Total PV capacity - domestic (MW) | BSP | 2.5808 | 2.6174 | 2.6841 | 2.9933 | 3.3546 | 3.7547 | 4.1861 | 4.6445 | 5.1264 | 5.6294 | 6.1517 | 6.6918 | 7.2484 | 7.8203 | 8.4068 | 9.0069 | 9.6201 | 10.2456 | 10.883 | 11.38 | 11.8293 | 12.2386 | 12.6029 | 12.9374 | 13.2718 | 13.6062 | 13.9406 | 14.2751 | 14.6095 | 14.9439 | 15.2784 | 15.6128 | 15.9472 | 16.2816
SAINT ANDREWS ROAD 132/33KV | SKELTON GRANGE | NPgY | NG FES - Consumer Evolution | Total PV capacity - domestic (MW) | BSP | 2.8456 | 2.886 | 2.9595 | 3.2365 | 3.5601 | 3.9185 | 4.305 | 4.7155 | 5.1471 | 5.5978 | 6.0656 | 6.5494 | 7.0479 | 7.5602 | 8.0856 | 8.6231 | 9.1724 | 9.7327 | 10.3036 | 10.7488 | 11.1513 | 11.5179 | 11.8442 | 12.1438 | 12.4433 | 12.7429 | 13.0425 | 13.342 | 13.6416 | 13.9412 | 14.2407 | 14.5403 | 14.8399 | 15.1394
SALTEND 132/33KV | SALTEND NORTH | NPgY | NG FES - Consumer Evolution | Total PV capacity - domestic (MW) | BSP | 0.0031936 | 0.0032389 | 0.0033214 | 0.0035399 | 0.0037953 | 0.0040781 | 0.004383 | 0.004707 | 0.0050476 | 0.0054031 | 0.0057723 | 0.006154 | 0.0065474 | 0.0069516 | 0.0073662 | 0.0077903 | 0.0082237 | 0.0086658 | 0.0091164 | 0.0094677 | 0.0097852 | 0.010074 | 0.010332 | 0.010568 | 0.010805 | 0.011041 | 0.011277 | 0.011514 | 0.01175 | 0.011987 | 0.012223 | 0.012459 | 0.012696 | 0.012932
SANTON | KEADBY | NPgY | NG FES - Consumer Evolution | Total PV capacity - domestic (MW) | BSP | 6.1031 | 6.1896 | 6.3473 | 6.5964 | 6.8876 | 7.2098 | 7.5575 | 7.9267 | 8.315 | 8.7203 | 9.1411 | 9.5762 | 10.0246 | 10.4854 | 10.9579 | 11.4414 | 11.9354 | 12.4394 | 12.9529 | 13.3533 | 13.7153 | 14.045 | 14.3385 | 14.608 | 14.8774 | 15.1469 | 15.4163 | 15.6857 | 15.9551 | 16.2246 | 16.4941 | 16.7635 | 17.0329 | 17.3024
SCUNTHORPE NORTH | KEADBY | NPgY | NG FES - Consumer Evolution | Total PV capacity - domestic (MW) | BSP | 3.1646 | 3.2095 | 3.2912 | 3.4604 | 3.6581 | 3.877 | 4.113 | 4.3638 | 4.6274 | 4.9027 | 5.1884 | 5.4839 | 5.7884 | 6.1013 | 6.4222 | 6.7505 | 7.086 | 7.4282 | 7.777 | 8.0489 | 8.2947 | 8.5186 | 8.7179 | 8.9009 | 9.0839 | 9.2668 | 9.4498 | 9.6328 | 9.8157 | 9.9987 | 10.1817 | 10.3647 | 10.5477 | 10.7306
SCUNTHORPE SOUTH | KEADBY | NPgY | NG FES - Consumer Evolution | Total PV capacity - domestic (MW) | BSP | 7.158 | 7.2595 | 7.4445 | 7.7429 | 8.0917 | 8.4777 | 8.8942 | 9.3365 | 9.8016 | 10.2871 | 10.7913 | 11.3125 | 11.8497 | 12.4017 | 12.9677 | 13.5469 | 14.1387 | 14.7425 | 15.3577 | 15.8374 | 16.271 | 16.6659 | 17.0176 | 17.3404 | 17.6631 | 17.9859 | 18.3087 | 18.6315 | 18.9542 | 19.277 | 19.5998 | 19.9226 | 20.2453 | 20.5681
SILSDEN | BRADFORD WEST | NPgY | NG FES - Consumer Evolution | Total PV capacity - domestic (MW) | BSP | 4.9651 | 5.0355 | 5.1638 | 5.6807 | 6.2848 | 6.9535 | 7.6748 | 8.441 | 9.2466 | 10.0875 | 10.9607 | 11.8635 | 12.7939 | 13.75 | 14.7304 | 15.7336 | 16.7586 | 17.8044 | 18.8699 | 19.7008 | 20.4518 | 21.1359 | 21.745 | 22.3041 | 22.8631 | 23.4222 | 23.9812 | 24.5403 | 25.0993 | 25.6584 | 26.2175 | 26.7766 | 27.3356 | 27.8947
SOWERBY BRIDGE 132/33KV | ELLAND | NPgY | NG FES - Consumer Evolution | Total PV capacity - domestic (MW) | BSP | 3.4936 | 3.5431 | 3.6334 | 3.9397 | 4.2978 | 4.6941 | 5.1216 | 5.5757 | 6.0532 | 6.5516 | 7.0691 | 7.6042 | 8.1556 | 8.7223 | 9.3034 | 9.898 | 10.5055 | 11.1252 | 11.7568 | 12.2492 | 12.6944 | 13.0998 | 13.4608 | 13.7922 | 14.1235 | 14.4549 | 14.7862 | 15.1176 | 15.4489 | 15.7803 | 16.1116 | 16.443 | 16.7743 | 17.1057
STAYGATE | SKELTON GRANGE | NPgY | NG FES - Consumer Evolution | Total PV capacity - domestic (MW) | BSP | 2.8444 | 2.8848 | 2.9583 | 3.239 | 3.567 | 3.9302 | 4.3219 | 4.7379 | 5.1754 | 5.6321 | 6.1063 | 6.5966 | 7.1018 | 7.621 | 8.1534 | 8.6982 | 9.2549 | 9.8228 | 10.4014 | 10.8526 | 11.2605 | 11.632 | 11.9627 | 12.2664 | 12.5699 | 12.8735 | 13.1771 | 13.4808 | 13.7843 | 14.088 | 14.3916 | 14.6952 | 14.9988 | 15.3024
THORNHILL 132KV | ELLAND | NPgY | NG FES - Consumer Evolution | Total PV capacity - domestic (MW) | BSP | 6.3562 | 6.4463 | 6.6106 | 7.0489 | 7.5612 | 8.1283 | 8.74 | 9.3897 | 10.0729 | 10.7861 | 11.5265 | 12.2922 | 13.0812 | 13.892 | 14.7235 | 15.5742 | 16.4435 | 17.3303 | 18.2339 | 18.9385 | 19.5755 | 20.1556 | 20.6721 | 21.1463 | 21.6203 | 22.0945 | 22.5686 | 23.0427 | 23.5168 | 23.9909 | 24.465 | 24.9392 | 25.4133 | 25.8874
WAKEFIELD MONCKTON ROAD | WEST MELTON SECTION 3 | NPgY | NG FES - Consumer Evolution | Total PV capacity - domestic (MW) | BSP | 2.3191 | 2.352 | 2.4119 | 2.6065 | 2.8339 | 3.0857 | 3.3572 | 3.6456 | 3.9489 | 4.2655 | 4.5942 | 4.9341 | 5.2843 | 5.6442 | 6.0133 | 6.391 | 6.7768 | 7.1705 | 7.5716 | 7.8844 | 8.1671 | 8.4247 | 8.654 | 8.8645 | 9.0749 | 9.2854 | 9.4958 | 9.7063 | 9.9167 | 10.1272 | 10.3377 | 10.5481 | 10.7586 | 10.9691
WAKEFIELD NORTH | SKELTON GRANGE | NPgY | NG FES - Consumer Evolution | Total PV capacity - domestic (MW) | BSP | 3.9308 | 3.9865 | 4.0881 | 4.4217 | 4.8115 | 5.2431 | 5.7086 | 6.203 | 6.7229 | 7.2656 | 7.8291 | 8.4118 | 9.0122 | 9.6292 | 10.2619 | 10.9093 | 11.5708 | 12.2457 | 12.9333 | 13.4695 | 13.9542 | 14.3957 | 14.7887 | 15.1496 | 15.5103 | 15.8711 | 16.2319 | 16.5927 | 16.9535 | 17.3143 | 17.6751 | 18.0359 | 18.3967 | 18.7575
WEST MELTON | WEST MELTON SECTION 3 | NPgY | NG FES - Consumer Evolution | Total PV capacity - domestic (MW) | BSP | 10.2897 | 10.4357 | 10.7016 | 11.2775 | 11.9506 | 12.6957 | 13.4994 | 14.3531 | 15.2507 | 16.1877 | 17.1607 | 18.1667 | 19.2034 | 20.2686 | 21.3611 | 22.4789 | 23.621 | 24.7862 | 25.9735 | 26.8993 | 27.7361 | 28.4984 | 29.1771 | 29.8001 | 30.4229 | 31.0458 | 31.6688 | 32.2917 | 32.9146 | 33.5376 | 34.1605 | 34.7835 | 35.4064 | 36.0293
WHINMOOR | FERRYBRIDGE B | NPgY | NG FES - Consumer Evolution | Total PV capacity - domestic (MW) | BSP | 3.8166 | 3.8707 | 3.9693 | 4.2792 | 4.6413 | 5.0421 | 5.4745 | 5.9337 | 6.4166 | 6.9207 | 7.4441 | 7.9852 | 8.5429 | 9.116 | 9.7037 | 10.305 | 10.9195 | 11.5463 | 12.185 | 12.683 | 13.1332 | 13.5433 | 13.9084 | 14.2435 | 14.5786 | 14.9137 | 15.2488 | 15.5839 | 15.919 | 16.2541 | 16.5893 | 16.9244 | 17.2595 | 17.5946
WOLD NEWTON | KEADBY | NPgY | NG FES - Consumer Evolution | Total PV capacity - domestic (MW) | BSP | 5.3697 | 5.4459 | 5.5846 | 5.7499 | 5.943 | 6.1568 | 6.3874 | 6.6324 | 6.89 | 7.1588 | 7.438 | 7.7267 | 8.0241 | 8.3298 | 8.6433 | 8.964 | 9.2917 | 9.6261 | 9.9668 | 10.2324 | 10.4725 | 10.6913 | 10.886 | 11.0648 | 11.2435 | 11.4222 | 11.601 | 11.7797 | 11.9584 | 12.1372 | 12.316 | 12.4947 | 12.6734 | 12.8522
YARBOROUGH ROAD 132/33KV | GRIMSBY WEST | NPgY | NG FES - Consumer Evolution | Total PV capacity - domestic (MW) | BSP | 5.0114 | 5.0824 | 5.2119 | 5.5167 | 5.8728 | 6.267 | 6.6923 | 7.1439 | 7.6189 | 8.1146 | 8.6294 | 9.1617 | 9.7101 | 10.2738 | 10.8518 | 11.4432 | 12.0475 | 12.664 | 13.2922 | 13.782 | 14.2248 | 14.6281 | 14.9871 | 15.3168 | 15.6463 | 15.9759 | 16.3055 | 16.6351 | 16.9646 | 17.2943 | 17.6238 | 17.9534 | 18.283 | 18.6126

## CE_PV capacity - I&C and large
Bulk Supply Point Name | Grid Supply Point Connected to | Licence area | Scenario name | Output parameter_Unit | Substation Type in Forecasting Model | 2017 | 2018 | 2019 | 2020 | 2021 | 2022 | 2023 | 2024 | 2025 | 2026 | 2027 | 2028 | 2029 | 2030 | 2031 | 2032 | 2033 | 2034 | 2035 | 2036 | 2037 | 2038 | 2039 | 2040 | 2041 | 2042 | 2043 | 2044 | 2045 | 2046 | 2047 | 2048 | 2049 | 2050
ANNFIELD | STELLA SOUTH | NPgN | NG FES - Consumer Evolution | Total PV capacity - I&C and large (MW) | BSP | 4.9288 | 4.9555 | 4.976 | 5.0392 | 5.113 | 5.1947 | 5.2828 | 5.3765 | 5.4749 | 5.5776 | 5.6843 | 5.7946 | 5.9083 | 6.0251 | 6.1449 | 6.2675 | 6.3927 | 6.5205 | 6.6507 | 6.7522 | 6.844 | 6.9275 | 7.002 | 7.0703 | 7.1386 | 7.2069 | 7.2752 | 7.3435 | 7.4118 | 7.4801 | 7.5484 | 7.6167 | 7.685 | 7.7533
BARRACK ROAD | STELLA NORTH | NPgN | NG FES - Consumer Evolution | Total PV capacity - I&C and large (MW) | BSP | 0.57882 | 0.59864 | 0.6139 | 0.66878 | 0.73293 | 0.80394 | 0.88053 | 0.9619 | 1.0474 | 1.1367 | 1.2295 | 1.3253 | 1.4241 | 1.5256 | 1.6297 | 1.7363 | 1.8451 | 1.9562 | 2.0693 | 2.1575 | 2.2373 | 2.3099 | 2.3746 | 2.434 | 2.4934 | 2.5527 | 2.6121 | 2.6714 | 2.7308 | 2.7902 | 2.8495 | 2.9089 | 2.9683 | 3.0276
BLUCHER | STELLA NORTH | NPgN | NG FES - Consumer Evolution | Total PV capacity - I&C and large (MW) | BSP | 0.50261 | 0.51982 | 0.53307 | 0.55883 | 0.58894 | 0.62228 | 0.65823 | 0.69642 | 0.73657 | 0.77849 | 0.82201 | 0.86701 | 0.91339 | 0.96105 | 1.0099 | 1.0599 | 1.111 | 1.1631 | 1.2162 | 1.2577 | 1.2951 | 1.3292 | 1.3596 | 1.3874 | 1.4153 | 1.4432 | 1.471 | 1.4989 | 1.5268 | 1.5546 | 1.5825 | 1.6103 | 1.6382 | 1.6661
BOWESFIELD | NORTON | NPgN | NG FES - Consumer Evolution | Total PV capacity - I&C and large (MW) | BSP | 4.5624 | 4.592 | 4.6147 | 4.6989 | 4.7973 | 4.9061 | 5.0236 | 5.1484 | 5.2796 | 5.4165 | 5.5587 | 5.7057 | 5.8572 | 6.0129 | 6.1726 | 6.3359 | 6.5029 | 6.6732 | 6.8467 | 6.982 | 7.1043 | 7.2157 | 7.3149 | 7.4059 | 7.497 | 7.588 | 7.6791 | 7.7701 | 7.8611 | 7.9522 | 8.0432 | 8.1342 | 8.2253 | 8.3163
CHIRTON GRANGE | TYNEMOUTH | NPgN | NG FES - Consumer Evolution | Total PV capacity - I&C and large (MW) | BSP | 0.22255 | 0.23018 | 0.23604 | 0.28179 | 0.33526 | 0.39444 | 0.45829 | 0.52611 | 0.5974 | 0.67183 | 0.74912 | 0.82903 | 0.91138 | 0.996 | 1.0828 | 1.1716 | 1.2623 | 1.3548 | 1.4492 | 1.5227 | 1.5892 | 1.6497 | 1.7036 | 1.7531 | 1.8026 | 1.8521 | 1.9016 | 1.951 | 2.0005 | 2.05 | 2.0995 | 2.149 | 2.1985 | 2.2479
COALBURNS | STELLA SOUTH | NPgN | NG FES - Consumer Evolution | Total PV capacity - I&C and large (MW) | BSP | 0.60444 | 0.62514 | 0.64107 | 0.68784 | 0.74249 | 0.80299 | 0.86825 | 0.93757 | 1.0104 | 1.0865 | 1.1655 | 1.2472 | 1.3314 | 1.4179 | 1.5066 | 1.5974 | 1.6901 | 1.7847 | 1.8811 | 1.9563 | 2.0242 | 2.0861 | 2.1412 | 2.1918 | 2.2424 | 2.293 | 2.3435 | 2.3941 | 2.4447 | 2.4953 | 2.5459 | 2.5964 | 2.647 | 2.6976
DARLINGTON CENTRAL | NORTON | NPgN | NG FES - Consumer Evolution | Total PV capacity - I&C and large (MW) | BSP | 5.6662 | 5.689 | 5.7065 | 5.751 | 5.803 | 5.8606 | 5.9227 | 5.9887 | 6.058 | 6.1304 | 6.2056 | 6.2833 | 6.3634 | 6.4457 | 6.5301 | 6.6164 | 6.7047 | 6.7947 | 6.8864 | 6.9579 | 7.0226 | 7.0815 | 7.1339 | 7.182 | 7.2302 | 7.2783 | 7.3264 | 7.3746 | 7.4227 | 7.4708 | 7.5189 | 7.5671 | 7.6152 | 7.6633
DARLINGTON NORTH | NORTON | NPgN | NG FES - Consumer Evolution | Total PV capacity - I&C and large (MW) | BSP | 4.3077 | 4.3268 | 4.3415 | 4.3823 | 4.4301 | 4.4829 | 4.5399 | 4.6005 | 4.6642 | 4.7306 | 4.7996 | 4.871 | 4.9445 | 5.0201 | 5.0976 | 5.1769 | 5.2579 | 5.3405 | 5.4248 | 5.4904 | 5.5498 | 5.6039 | 5.652 | 5.6962 | 5.7404 | 5.7846 | 5.8288 | 5.8729 | 5.9171 | 5.9613 | 6.0055 | 6.0497 | 6.0939 | 6.1381
DUNSTON | STELLA NORTH | NPgN | NG FES - Consumer Evolution | Total PV capacity - I&C and large (MW) | BSP | 0.95205 | 0.98465 | 1.0098 | 1.0978 | 1.2008 | 1.3147 | 1.4377 | 1.5682 | 1.7055 | 1.8488 | 1.9976 | 2.1515 | 2.31 | 2.473 | 2.64 | 2.811 | 2.9857 | 3.1639 | 3.3455 | 3.487 | 3.6151 | 3.7316 | 3.8354 | 3.9307 | 4.026 | 4.1212 | 4.2165 | 4.3118 | 4.407 | 4.5023 | 4.5976 | 4.6929 | 4.7881 | 4.8834
FLATWORTH | TYNEMOUTH | NPgN | NG FES - Consumer Evolution | Total PV capacity - I&C and large (MW) | BSP | 0.12252 | 0.12671 | 0.12994 | 0.14879 | 0.17082 | 0.19521 | 0.22151 | 0.24945 | 0.27883 | 0.30949 | 0.34133 | 0.37426 | 0.40819 | 0.44305 | 0.4788 | 0.51539 | 0.55276 | 0.5909 | 0.62976 | 0.66005 | 0.68745 | 0.71239 | 0.7346 | 0.75499 | 0.77538 | 0.79576 | 0.81615 | 0.83654 | 0.85692 | 0.87731 | 0.8977 | 0.91808 | 0.93847 | 0.95886
GOSFORTH | TYNEMOUTH | NPgN | NG FES - Consumer Evolution | Total PV capacity - I&C and large (MW) | BSP | 0.97984 | 1.0134 | 1.0392 | 1.0756 | 1.118 | 1.1651 | 1.2158 | 1.2696 | 1.3263 | 1.3854 | 1.4468 | 1.5103 | 1.5757 | 1.6429 | 1.7119 | 1.7824 | 1.8545 | 1.928 | 2.0029 | 2.0613 | 2.1141 | 2.1622 | 2.2051 | 2.2444 | 2.2837 | 2.323 | 2.3623 | 2.4016 | 2.4409 | 2.4802 | 2.5195 | 2.5588 | 2.5981 | 2.6374
HARROGATE 132/33KV | KNARESBOROUGH | NPgN | NG FES - Consumer Evolution | Total PV capacity - I&C and large (MW) | BSP | 1.4133 | 1.4454 | 1.4702 | 1.5148 | 1.5669 | 1.6246 | 1.6869 | 1.753 | 1.8225 | 1.8951 | 1.9705 | 2.0484 | 2.1287 | 2.2112 | 2.2958 | 2.3824 | 2.4708 | 2.5611 | 2.6531 | 2.7248 | 2.7896 | 2.8486 | 2.9012 | 2.9494 | 2.9977 | 3.0459 | 3.0942 | 3.1424 | 3.1907 | 3.2389 | 3.2872 | 3.3354 | 3.3837 | 3.4319
HUSTHWAITE | KNARESBOROUGH | NPgN | NG FES - Consumer Evolution | Total PV capacity - I&C and large (MW) | BSP | 8.3712 | 8.3992 | 8.4208 | 8.4622 | 8.5106 | 8.5642 | 8.6219 | 8.6833 | 8.7479 | 8.8152 | 8.8852 | 8.9575 | 9.032 | 9.1086 | 9.1872 | 9.2676 | 9.3497 | 9.4334 | 9.5188 | 9.5854 | 9.6456 | 9.7004 | 9.7491 | 9.7939 | 9.8387 | 9.8835 | 9.9283 | 9.9731 | 10.0179 | 10.0627 | 10.1075 | 10.1522 | 10.197 | 10.2418
LEEMING BAR_SKEEBY | NORTON | NPgN | NG FES - Consumer Evolution | Total PV capacity - I&C and large (MW) | BSP | 27.2228 | 27.3314 | 27.4151 | 27.5743 | 27.7604 | 27.9664 | 28.1886 | 28.4247 | 28.6728 | 28.9319 | 29.2009 | 29.479 | 29.7656 | 30.0602 | 30.3622 | 30.6713 | 30.987 | 31.3092 | 31.6375 | 31.8934 | 32.1248 | 32.3356 | 32.5232 | 32.6954 | 32.8676 | 33.0399 | 33.2121 | 33.3843 | 33.5566 | 33.7288 | 33.901 | 34.0732 | 34.2455 | 34.4177
LINTON | BLYTH 132kV | NPgN | NG FES - Consumer Evolution | Total PV capacity - I&C and large (MW) | BSP | 0.9223 | 0.95388 | 0.9782 | 1.065 | 1.1665 | 1.2788 | 1.4 | 1.5287 | 1.664 | 1.8053 | 1.9519 | 2.1036 | 2.2599 | 2.4205 | 2.5851 | 2.7537 | 2.9258 | 3.1015 | 3.2805 | 3.4201 | 3.5462 | 3.6611 | 3.7634 | 3.8573 | 3.9513 | 4.0452 | 4.1391 | 4.233 | 4.3269 | 4.4208 | 4.5147 | 4.6086 | 4.7025 | 4.7964
MALTON GRID | OSBALDWICK | NPgN | NG FES - Consumer Evolution | Total PV capacity - I&C and large (MW) | BSP | 6.02 | 6.0895 | 6.143 | 6.2655 | 6.4087 | 6.5671 | 6.7381 | 6.9197 | 7.1106 | 7.3099 | 7.5168 | 7.7308 | 7.9513 | 8.1779 | 8.4102 | 8.648 | 8.8909 | 9.1387 | 9.3913 | 9.5882 | 9.7662 | 9.9283 | 10.0727 | 10.2051 | 10.3376 | 10.4701 | 10.6026 | 10.7351 | 10.8676 | 11.0001 | 11.1326 | 11.2651 | 11.3976 | 11.5301
MELROSEGATE | OSBALDWICK | NPgN | NG FES - Consumer Evolution | Total PV capacity - I&C and large (MW) | BSP | 1.6272 | 1.6829 | 1.7258 | 1.8167 | 1.9229 | 2.0404 | 2.1672 | 2.3019 | 2.4435 | 2.5913 | 2.7448 | 2.9035 | 3.0671 | 3.2352 | 3.4075 | 3.5838 | 3.764 | 3.9478 | 4.1352 | 4.2812 | 4.4133 | 4.5335 | 4.6406 | 4.7388 | 4.8371 | 4.9354 | 5.0337 | 5.1319 | 5.2302 | 5.3285 | 5.4268 | 5.525 | 5.6233 | 5.7216
NORTH TEES | NORTON | NPgN | NG FES - Consumer Evolution | Total PV capacity - I&C and large (MW) | BSP | 12.6035 | 12.6479 | 12.6822 | 12.7885 | 12.9127 | 13.0503 | 13.1986 | 13.3562 | 13.5219 | 13.6949 | 13.8745 | 14.0602 | 14.2515 | 14.4482 | 14.6498 | 14.8562 | 15.067 | 15.2821 | 15.5013 | 15.6721 | 15.8267 | 15.9674 | 16.0926 | 16.2076 | 16.3226 | 16.4376 | 16.5526 | 16.6676 | 16.7826 | 16.8976 | 17.0125 | 17.1275 | 17.2425 | 17.3575
POTTER HOUSE | SPENNYMOOR | NPgN | NG FES - Consumer Evolution | Total PV capacity - I&C and large (MW) | BSP | 0.63022 | 0.6518 | 0.66842 | 0.74973 | 0.84476 | 0.94996 | 1.0634 | 1.184 | 1.3107 | 1.443 | 1.5804 | 1.7224 | 1.8688 | 2.0192 | 2.1734 | 2.3312 | 2.4925 | 2.657 | 2.8246 | 2.9553 | 3.0735 | 3.1811 | 3.277 | 3.3649 | 3.4529 | 3.5408 | 3.6288 | 3.7167 | 3.8046 | 3.8926 | 3.9806 | 4.0685 | 4.1565 | 4.2444
RAVENSWORTH | STELLA SOUTH | NPgN | NG FES - Consumer Evolution | Total PV capacity - I&C and large (MW) | BSP | 0.53474 | 0.55305 | 0.56715 | 0.6016 | 0.64187 | 0.68644 | 0.73452 | 0.78559 | 0.83928 | 0.89533 | 0.95353 | 1.0137 | 1.0757 | 1.1395 | 1.2048 | 1.2717 | 1.34 | 1.4097 | 1.4807 | 1.5361 | 1.5862 | 1.6318 | 1.6724 | 1.7096 | 1.7469 | 1.7841 | 1.8214 | 1.8587 | 1.8959 | 1.9332 | 1.9705 | 2.0077 | 2.045 | 2.0823
SCARBOROUGH GRID | OSBALDWICK | NPgN | NG FES - Consumer Evolution | Total PV capacity - I&C and large (MW) | BSP | 1.0235 | 1.0585 | 1.0855 | 1.155 | 1.2363 | 1.3262 | 1.4233 | 1.5263 | 1.6347 | 1.7478 | 1.8652 | 1.9866 | 2.1118 | 2.2404 | 2.3723 | 2.5072 | 2.6451 | 2.7857 | 2.929 | 3.0408 | 3.1418 | 3.2338 | 3.3158 | 3.3909 | 3.4661 | 3.5413 | 3.6165 | 3.6917 | 3.7669 | 3.8421 | 3.9173 | 3.9925 | 4.0677 | 4.1429
SEAL SANDS | SALTHOLME | NPgN | NG FES - Consumer Evolution | Total PV capacity - I&C and large (MW) | BSP | 0.023886 | 0.024704 | 0.025333 | 0.025705 | 0.02614 | 0.026621 | 0.027139 | 0.02769 | 0.02827 | 0.028875 | 0.029503 | 0.030152 | 0.030821 | 0.031509 | 0.032214 | 0.032936 | 0.033673 | 0.034425 | 0.035191 | 0.035789 | 0.036329 | 0.036821 | 0.037259 | 0.037661 | 0.038063 | 0.038466 | 0.038868 | 0.03927 | 0.039672 | 0.040074 | 0.040476 | 0.040878 | 0.04128 | 0.041682
SPADEADAM 33KV | SPADEADAM | NPgN | NG FES - Consumer Evolution | Total PV capacity - I&C and large (MW) | BSP | 0.013251 | 0.013705 | 0.014054 | 0.017045 | 0.020541 | 0.024411 | 0.028586 | 0.033021 | 0.037682 | 0.042549 | 0.047603 | 0.052828 | 0.058213 | 0.063746 | 0.06942 | 0.075226 | 0.081158 | 0.08721 | 0.093377 | 0.098186 | 0.10253 | 0.10649 | 0.11002 | 0.11325 | 0.11649 | 0.11972 | 0.12296 | 0.12619 | 0.12943 | 0.13267 | 0.1359 | 0.13914 | 0.14237 | 0.14561
SPENNYMOOR 132/66KV | SPENNYMOOR | NPgN | NG FES - Consumer Evolution | Total PV capacity - I&C and large (MW) | BSP | 1.8011 | 1.8628 | 1.9103 | 2.0098 | 2.126 | 2.2548 | 2.3936 | 2.5411 | 2.6961 | 2.858 | 3.026 | 3.1998 | 3.3789 | 3.5629 | 3.7516 | 3.9447 | 4.142 | 4.3433 | 4.5484 | 4.7083 | 4.8529 | 4.9845 | 5.1018 | 5.2094 | 5.317 | 5.4246 | 5.5322 | 5.6398 | 5.7474 | 5.855 | 5.9626 | 6.0702 | 6.1778 | 6.2854
TORONTO | SPENNYMOOR | NPgN | NG FES - Consumer Evolution | Total PV capacity - I&C and large (MW) | BSP | 1.098 | 1.1356 | 1.1645 | 1.2422 | 1.3329 | 1.4333 | 1.5417 | 1.6568 | 1.7777 | 1.9041 | 2.0352 | 2.1708 | 2.3106 | 2.4542 | 2.6014 | 2.7521 | 2.906 | 3.0631 | 3.2232 | 3.348 | 3.4608 | 3.5635 | 3.655 | 3.739 | 3.8229 | 3.9069 | 3.9909 | 4.0749 | 4.1588 | 4.2428 | 4.3268 | 4.4107 | 4.4947 | 4.5787
WORMALD GREEN 132/33KV | KNARESBOROUGH | NPgN | NG FES - Consumer Evolution | Total PV capacity - I&C and large (MW) | BSP | 5.5707 | 5.6378 | 5.6895 | 5.7452 | 5.8102 | 5.8822 | 5.9599 | 6.0424 | 6.1291 | 6.2196 | 6.3136 | 6.4108 | 6.511 | 6.6139 | 6.7195 | 6.8275 | 6.9378 | 7.0504 | 7.1651 | 7.2546 | 7.3355 | 7.4091 | 7.4747 | 7.5349 | 7.5951 | 7.6552 | 7.7154 | 7.7756 | 7.8358 | 7.896 | 7.9562 | 8.0164 | 8.0766 | 8.1368
ATTERCLIFFE | WEST MELTON / THORPE MARSH | NPgY | NG FES - Consumer Evolution | Total PV capacity - I&C and large (MW) | BSP | 0.3444 | 0.35101 | 0.35996 | 0.37569 | 0.39408 | 0.41444 | 0.4364 | 0.45973 | 0.48425 | 0.50985 | 0.53643 | 0.56392 | 0.59225 | 0.62135 | 0.6512 | 0.68174 | 0.71295 | 0.74478 | 0.77722 | 0.80252 | 0.82538 | 0.84621 | 0.86475 | 0.88177 | 0.89879 | 0.91581 | 0.93283 | 0.94985 | 0.96687 | 0.98389 | 1.0009 | 1.0179 | 1.035 | 1.052
BARUGH 132/66KV | WEST MELTON SECTION 3 | NPgY | NG FES - Consumer Evolution | Total PV capacity - I&C and large (MW) | BSP | 0.83576 | 0.85181 | 0.87351 | 0.91855 | 0.97118 | 1.0294 | 1.0923 | 1.159 | 1.2292 | 1.3025 | 1.3786 | 1.4572 | 1.5383 | 1.6216 | 1.707 | 1.7944 | 1.8837 | 1.9748 | 2.0677 | 2.1401 | 2.2055 | 2.2651 | 2.3182 | 2.3669 | 2.4156 | 2.4643 | 2.513 | 2.5617 | 2.6104 | 2.6591 | 2.7078 | 2.7565 | 2.8053 | 2.854
BEESTON ROYDS 132/33KV | KIRKSTALL B | NPgY | NG FES - Consumer Evolution | Total PV capacity - I&C and large (MW) | BSP | 0.86558 | 0.8822 | 0.90468 | 0.93003 | 0.95966 | 0.99247 | 1.0278 | 1.0654 | 1.105 | 1.1462 | 1.189 | 1.2333 | 1.279 | 1.3259 | 1.374 | 1.4232 | 1.4734 | 1.5247 | 1.577 | 1.6178 | 1.6546 | 1.6882 | 1.718 | 1.7455 | 1.7729 | 1.8003 | 1.8277 | 1.8552 | 1.8826 | 1.91 | 1.9374 | 1.9649 | 1.9923 | 2.0197
BEVERLEY 132/33KV | CREYKE BECK | NPgY | NG FES - Consumer Evolution | Total PV capacity - I&C and large (MW) | BSP | 3.5589 | 3.6181 | 3.6982 | 3.9618 | 4.27 | 4.6111 | 4.979 | 5.3699 | 5.7808 | 6.2098 | 6.6552 | 7.1157 | 7.5903 | 8.078 | 8.5781 | 9.0899 | 9.6128 | 10.1462 | 10.6897 | 11.1135 | 11.4967 | 11.8456 | 12.1563 | 12.4415 | 12.7267 | 13.0118 | 13.297 | 13.5822 | 13.8674 | 14.1526 | 14.4378 | 14.723 | 15.0081 | 15.2933
BINGLEY 132/33KV | BRADFORD WEST | NPgY | NG FES - Consumer Evolution | Total PV capacity - I&C and large (MW) | BSP | 0.50959 | 0.51938 | 0.53261 | 0.55514 | 0.58147 | 0.61062 | 0.64206 | 0.67546 | 0.71057 | 0.74723 | 0.78529 | 0.82464 | 0.8652 | 0.90687 | 0.94961 | 0.99334 | 1.038 | 1.0836 | 1.13 | 1.1663 | 1.199 | 1.2288 | 1.2554 | 1.2797 | 1.3041 | 1.3285 | 1.3528 | 1.3772 | 1.4016 | 1.4259 | 1.4503 | 1.4747 | 1.4991 | 1.5234
BLACKBURN MEADOWS B | WEST MELTON / THORPE MARSH | NPgY | NG FES - Consumer Evolution | Total PV capacity - I&C and large (MW) | BSP | 0.17344 | 0.17677 | 0.18128 | 0.18854 | 0.19702 | 0.20641 | 0.21654 | 0.2273 | 0.23862 | 0.25043 | 0.26269 | 0.27537 | 0.28844 | 0.30186 | 0.31563 | 0.32972 | 0.34412 | 0.3588 | 0.37377 | 0.38544 | 0.39598 | 0.40559 | 0.41414 | 0.422 | 0.42985 | 0.4377 | 0.44555 | 0.4534 | 0.46125 | 0.46911 | 0.47696 | 0.48481 | 0.49266 | 0.50051
BLYTON | KEADBY | NPgY | NG FES - Consumer Evolution | Total PV capacity - I&C and large (MW) | BSP | 12.0904 | 12.1356 | 12.1967 | 12.3077 | 12.4375 | 12.5812 | 12.7361 | 12.9007 | 13.0738 | 13.2545 | 13.4421 | 13.636 | 13.8359 | 14.0413 | 14.2519 | 14.4675 | 14.6877 | 14.9123 | 15.1412 | 15.3197 | 15.4811 | 15.6281 | 15.7589 | 15.879 | 15.9991 | 16.1192 | 16.2393 | 16.3595 | 16.4796 | 16.5997 | 16.7198 | 16.8399 | 16.96 | 17.0801
BRADFORD | BRADFORD WEST | NPgY | NG FES - Consumer Evolution | Total PV capacity - I&C and large (MW) | BSP | 0.48677 | 0.49612 | 0.50876 | 0.53679 | 0.56955 | 0.60582 | 0.64494 | 0.68649 | 0.73018 | 0.77579 | 0.82315 | 0.87211 | 0.92257 | 0.97442 | 1.0276 | 1.082 | 1.1376 | 1.1943 | 1.2521 | 1.2972 | 1.3379 | 1.375 | 1.408 | 1.4384 | 1.4687 | 1.499 | 1.5293 | 1.5596 | 1.59 | 1.6203 | 1.6506 | 1.6809 | 1.7112 | 1.7416
BRAMHAM | FERRYBRIDGE B | NPgY | NG FES - Consumer Evolution | Total PV capacity - I&C and large (MW) | BSP | 7.8081 | 7.8284 | 7.8559 | 7.9596 | 8.0809 | 8.2151 | 8.3599 | 8.5136 | 8.6753 | 8.8441 | 9.0193 | 9.2005 | 9.3873 | 9.5792 | 9.7759 | 9.9773 | 10.183 | 10.3929 | 10.6067 | 10.7735 | 10.9242 | 11.0615 | 11.1838 | 11.296 | 11.4082 | 11.5204 | 11.6326 | 11.7448 | 11.857 | 11.9692 | 12.0814 | 12.1936 | 12.3058 | 12.418
BRANSHOLME | CREYKE BECK | NPgY | NG FES - Consumer Evolution | Total PV capacity - I&C and large (MW) | BSP | 8.6004 | 8.608 | 8.6184 | 8.6433 | 8.6723 | 8.7045 | 8.7392 | 8.776 | 8.8148 | 8.8552 | 8.8972 | 8.9406 | 8.9853 | 9.0313 | 9.0785 | 9.1267 | 9.176 | 9.2263 | 9.2775 | 9.3175 | 9.3536 | 9.3865 | 9.4158 | 9.4427 | 9.4695 | 9.4964 | 9.5233 | 9.5502 | 9.5771 | 9.604 | 9.6308 | 9.6577 | 9.6846 | 9.7115
BRIGHOUSE 132/33KV | ELLAND | NPgY | NG FES - Consumer Evolution | Total PV capacity - I&C and large (MW) | BSP | 0.74214 | 0.75639 | 0.77566 | 0.81811 | 0.86772 | 0.92264 | 0.98187 | 1.0448 | 1.1109 | 1.18 | 1.2517 | 1.3259 | 1.4023 | 1.4808 | 1.5613 | 1.6437 | 1.7279 | 1.8137 | 1.9012 | 1.9695 | 2.0312 | 2.0873 | 2.1374 | 2.1833 | 2.2292 | 2.2751 | 2.321 | 2.3669 | 2.4128 | 2.4587 | 2.5047 | 2.5506 | 2.5965 | 2.6424
DONCASTER B/THORPE MARSH | WEST MELTON / THORPE MARSH | NPgY | NG FES - Consumer Evolution | Total PV capacity - I&C and large (MW) | BSP | 13.7185 | 13.7508 | 13.7944 | 13.9495 | 14.1309 | 14.3316 | 14.548 | 14.778 | 15.0198 | 15.2722 | 15.5343 | 15.8052 | 16.0845 | 16.3714 | 16.6657 | 16.9668 | 17.2745 | 17.5883 | 17.9081 | 18.1575 | 18.3829 | 18.5883 | 18.7711 | 18.9389 | 19.1067 | 19.2745 | 19.4423 | 19.6101 | 19.7778 | 19.9456 | 20.1134 | 20.2813 | 20.449 | 20.6168
DONCASTER CENTRAL | WEST MELTON / THORPE MARSH | NPgY | NG FES - Consumer Evolution | Total PV capacity - I&C and large (MW) | BSP | 0.18916 | 0.19279 | 0.1977 | 0.22183 | 0.25003 | 0.28124 | 0.31491 | 0.35067 | 0.38828 | 0.42753 | 0.46829 | 0.51043 | 0.55386 | 0.59849 | 0.64426 | 0.69109 | 0.73893 | 0.78775 | 0.83748 | 0.87627 | 0.91133 | 0.94326 | 0.97169 | 0.99779 | 1.0239 | 1.05 | 1.0761 | 1.1022 | 1.1283 | 1.1544 | 1.1805 | 1.2066 | 1.2327 | 1.2588
DRIFFIELD/BEVERLEY GROUP | CREYKE BECK | NPgY | NG FES - Consumer Evolution | Total PV capacity - I&C and large (MW) | BSP | 9.8512 | 9.9664 | 10.1222 | 10.561 | 11.0738 | 11.6415 | 12.2538 | 12.9043 | 13.5881 | 14.302 | 15.0432 | 15.8097 | 16.5995 | 17.4111 | 18.2435 | 19.0951 | 19.9652 | 20.853 | 21.7575 | 22.4628 | 23.1004 | 23.6812 | 24.1982 | 24.6729 | 25.1474 | 25.622 | 26.0966 | 26.5712 | 27.0458 | 27.5204 | 27.995 | 28.4696 | 28.9442 | 29.4188
FEATHERSTONE | FERRYBRIDGE B | NPgY | NG FES - Consumer Evolution | Total PV capacity - I&C and large (MW) | BSP | 0.9358 | 0.95377 | 0.97807 | 1.0097 | 1.0466 | 1.0876 | 1.1317 | 1.1785 | 1.2278 | 1.2793 | 1.3327 | 1.3879 | 1.4448 | 1.5033 | 1.5633 | 1.6247 | 1.6874 | 1.7514 | 1.8165 | 1.8674 | 1.9133 | 1.9552 | 1.9924 | 2.0266 | 2.0608 | 2.095 | 2.1292 | 2.1634 | 2.1976 | 2.2318 | 2.266 | 2.3002 | 2.3344 | 2.3686
GIRLINGTON | BRADFORD WEST | NPgY | NG FES - Consumer Evolution | Total PV capacity - I&C and large (MW) | BSP | 0.327 | 0.33327 | 0.34176 | 0.35766 | 0.37623 | 0.39679 | 0.41897 | 0.44253 | 0.4673 | 0.49315 | 0.52 | 0.54776 | 0.57637 | 0.60576 | 0.63591 | 0.66676 | 0.69827 | 0.73043 | 0.76319 | 0.78873 | 0.81183 | 0.83286 | 0.85159 | 0.86878 | 0.88597 | 0.90316 | 0.92035 | 0.93754 | 0.95473 | 0.97192 | 0.98911 | 1.0063 | 1.0235 | 1.0407
HALIFAX 132/33KV | ELLAND | NPgY | NG FES - Consumer Evolution | Total PV capacity - I&C and large (MW) | BSP | 0.40107 | 0.40877 | 0.41919 | 0.44386 | 0.47269 | 0.5046 | 0.53903 | 0.57559 | 0.61404 | 0.65418 | 0.69585 | 0.73894 | 0.78335 | 0.82898 | 0.87577 | 0.92365 | 0.97257 | 1.0225 | 1.0733 | 1.113 | 1.1488 | 1.1815 | 1.2106 | 1.2372 | 1.2639 | 1.2906 | 1.3173 | 1.344 | 1.3706 | 1.3973 | 1.424 | 1.4507 | 1.4774 | 1.5041
HECKMONDWIKE | SKELTON GRANGE | NPgY | NG FES - Consumer Evolution | Total PV capacity - I&C and large (MW) | BSP | 0.26809 | 0.27324 | 0.2802 | 0.30533 | 0.33469 | 0.3672 | 0.40227 | 0.43951 | 0.47868 | 0.51956 | 0.56201 | 0.6059 | 0.65113 | 0.69761 | 0.74527 | 0.79404 | 0.84387 | 0.89471 | 0.94651 | 0.9869 | 1.0234 | 1.0567 | 1.0863 | 1.1135 | 1.1406 | 1.1678 | 1.195 | 1.2222 | 1.2493 | 1.2765 | 1.3037 | 1.3309 | 1.3581 | 1.3852
HOLMFIELD | BRADFORD WEST | NPgY | NG FES - Consumer Evolution | Total PV capacity - I&C and large (MW) | BSP | 1.201 | 1.2183 | 1.2417 | 1.301 | 1.3702 | 1.4469 | 1.5296 | 1.6175 | 1.7098 | 1.8063 | 1.9064 | 2.0099 | 2.1166 | 2.2262 | 2.3387 | 2.4537 | 2.5712 | 2.6911 | 2.8133 | 2.9086 | 2.9947 | 3.0732 | 3.143 | 3.2071 | 3.2712 | 3.3353 | 3.3994 | 3.4635 | 3.5276 | 3.5917 | 3.6558 | 3.72 | 3.7841 | 3.8482
HULL EAST 132/33KV | SALTEND NORTH | NPgY | NG FES - Consumer Evolution | Total PV capacity - I&C and large (MW) | BSP | 6.8649 | 6.9055 | 6.9605 | 7.0711 | 7.2005 | 7.3437 | 7.4981 | 7.6622 | 7.8346 | 8.0147 | 8.2017 | 8.395 | 8.5942 | 8.7989 | 9.0088 | 9.2236 | 9.4431 | 9.667 | 9.8952 | 10.0731 | 10.2339 | 10.3804 | 10.5108 | 10.6305 | 10.7502 | 10.8699 | 10.9896 | 11.1093 | 11.229 | 11.3487 | 11.4684 | 11.5881 | 11.7079 | 11.8276
HULL SOUTH | CREYKE BECK | NPgY | NG FES - Consumer Evolution | Total PV capacity - I&C and large (MW) | BSP | 0.74731 | 0.76166 | 0.78106 | 0.81662 | 0.85817 | 0.90416 | 0.95378 | 1.0065 | 1.0619 | 1.1197 | 1.1798 | 1.2419 | 1.3059 | 1.3716 | 1.4391 | 1.5081 | 1.5786 | 1.6505 | 1.7238 | 1.781 | 1.8326 | 1.8797 | 1.9216 | 1.96 | 1.9985 | 2.0369 | 2.0754 | 2.1138 | 2.1523 | 2.1907 | 2.2292 | 2.2676 | 2.3061 | 2.3446
HULL WEST | CREYKE BECK | NPgY | NG FES - Consumer Evolution | Total PV capacity - I&C and large (MW) | BSP | 2.86 | 2.9149 | 2.9891 | 3.1598 | 3.3593 | 3.5802 | 3.8184 | 4.0714 | 4.3375 | 4.6152 | 4.9035 | 5.2017 | 5.509 | 5.8247 | 6.1485 | 6.4798 | 6.8183 | 7.1637 | 7.5156 | 7.79 | 8.038 | 8.2639 | 8.4651 | 8.6497 | 8.8343 | 9.019 | 9.2036 | 9.3882 | 9.5728 | 9.7575 | 9.9421 | 10.1267 | 10.3114 | 10.496
HUMBERSTON | GRIMSBY WEST | NPgY | NG FES - Consumer Evolution | Total PV capacity - I&C and large (MW) | BSP | 0.25149 | 0.25632 | 0.26285 | 0.2851 | 0.31111 | 0.33991 | 0.37096 | 0.40395 | 0.43863 | 0.47484 | 0.51244 | 0.55131 | 0.59137 | 0.63253 | 0.67475 | 0.71794 | 0.76207 | 0.8071 | 0.85297 | 0.88875 | 0.92108 | 0.95054 | 0.97676 | 1.0008 | 1.0249 | 1.049 | 1.073 | 1.0971 | 1.1212 | 1.1453 | 1.1693 | 1.1934 | 1.2175 | 1.2415
HUNNINGLEY | WEST MELTON SECTION 3 | NPgY | NG FES - Consumer Evolution | Total PV capacity - I&C and large (MW) | BSP | 0.28842 | 0.29396 | 0.30145 | 0.32103 | 0.34391 | 0.36923 | 0.39655 | 0.42557 | 0.45607 | 0.48792 | 0.52099 | 0.55518 | 0.59042 | 0.62663 | 0.66376 | 0.70175 | 0.74057 | 0.78018 | 0.82053 | 0.852 | 0.88044 | 0.90635 | 0.92942 | 0.95059 | 0.97176 | 0.99294 | 1.0141 | 1.0353 | 1.0565 | 1.0776 | 1.0988 | 1.12 | 1.1411 | 1.1623
HUNSHELF | WEST MELTON SECTION 3 | NPgY | NG FES - Consumer Evolution | Total PV capacity - I&C and large (MW) | BSP | 0.47893 | 0.48812 | 0.50056 | 0.52049 | 0.54379 | 0.56959 | 0.59741 | 0.62696 | 0.65803 | 0.69047 | 0.72415 | 0.75897 | 0.79486 | 0.83174 | 0.86955 | 0.90825 | 0.94778 | 0.98812 | 1.0292 | 1.0613 | 1.0902 | 1.1166 | 1.1401 | 1.1617 | 1.1832 | 1.2048 | 1.2264 | 1.2479 | 1.2695 | 1.2911 | 1.3126 | 1.3342 | 1.3558 | 1.3773
IMMINGHAM | GRIMSBY WEST | NPgY | NG FES - Consumer Evolution | Total PV capacity - I&C and large (MW) | BSP | 1.2419 | 1.2658 | 1.298 | 1.3304 | 1.3682 | 1.41 | 1.4551 | 1.5031 | 1.5535 | 1.6061 | 1.6607 | 1.7172 | 1.7754 | 1.8352 | 1.8965 | 1.9593 | 2.0234 | 2.0888 | 2.1555 | 2.2075 | 2.2545 | 2.2973 | 2.3354 | 2.3704 | 2.4053 | 2.4403 | 2.4753 | 2.5103 | 2.5452 | 2.5802 | 2.6152 | 2.6502 | 2.6851 | 2.7201
KIRKHAW LANE | FERRYBRIDGE B | NPgY | NG FES - Consumer Evolution | Total PV capacity - I&C and large (MW) | BSP | 16.8934 | 16.9134 | 16.9404 | 16.9903 | 17.0486 | 17.1132 | 17.1828 | 17.2568 | 17.3346 | 17.4158 | 17.5001 | 17.5872 | 17.6771 | 17.7694 | 17.864 | 17.9609 | 18.0599 | 18.1608 | 18.2637 | 18.3439 | 18.4164 | 18.4825 | 18.5413 | 18.5953 | 18.6493 | 18.7032 | 18.7572 | 18.8112 | 18.8652 | 18.9191 | 18.9731 | 19.0271 | 19.0811 | 19.1351
KIRKSTALL C 2/5 | KIRKSTALL B | NPgY | NG FES - Consumer Evolution | Total PV capacity - I&C and large (MW) | BSP | 0.72201 | 0.72493 | 0.72888 | 0.73402 | 0.74003 | 0.74668 | 0.75386 | 0.76148 | 0.7695 | 0.77787 | 0.78655 | 0.79554 | 0.80479 | 0.81431 | 0.82406 | 0.83404 | 0.84424 | 0.85465 | 0.86525 | 0.87351 | 0.88099 | 0.88779 | 0.89385 | 0.89942 | 0.90498 | 0.91054 | 0.9161 | 0.92167 | 0.92723 | 0.93279 | 0.93835 | 0.94392 | 0.94948 | 0.95504
KIRKSTALL C/RING ROAD HORSFORTH | KIRKSTALL B | NPgY | NG FES - Consumer Evolution | Total PV capacity - I&C and large (MW) | BSP | 0.73179 | 0.74584 | 0.76484 | 0.80076 | 0.84274 | 0.88921 | 0.93934 | 0.99258 | 1.0486 | 1.107 | 1.1677 | 1.2304 | 1.2951 | 1.3615 | 1.4297 | 1.4994 | 1.5706 | 1.6433 | 1.7173 | 1.7751 | 1.8273 | 1.8748 | 1.9171 | 1.956 | 1.9948 | 2.0337 | 2.0725 | 2.1114 | 2.1502 | 2.1891 | 2.2279 | 2.2668 | 2.3056 | 2.3445
LEEDS EAST | SKELTON GRANGE | NPgY | NG FES - Consumer Evolution | Total PV capacity - I&C and large (MW) | BSP | 0.3224 | 0.32859 | 0.33696 | 0.35999 | 0.38691 | 0.4167 | 0.44884 | 0.48298 | 0.51888 | 0.55634 | 0.59525 | 0.63548 | 0.67693 | 0.71953 | 0.76322 | 0.80792 | 0.85359 | 0.90018 | 0.94766 | 0.98468 | 1.0181 | 1.0486 | 1.0758 | 1.1007 | 1.1256 | 1.1505 | 1.1754 | 1.2003 | 1.2252 | 1.2501 | 1.275 | 1.3 | 1.3249 | 1.3498
LEEDS NORTH | SKELTON GRANGE | NPgY | NG FES - Consumer Evolution | Total PV capacity - I&C and large (MW) | BSP | 0.24264 | 0.2473 | 0.2536 | 0.27221 | 0.29396 | 0.31803 | 0.344 | 0.37159 | 0.40059 | 0.43087 | 0.46231 | 0.49482 | 0.52832 | 0.56274 | 0.59804 | 0.63416 | 0.67107 | 0.70872 | 0.74708 | 0.777 | 0.80404 | 0.82867 | 0.8506 | 0.87073 | 0.89086 | 0.91099 | 0.93111 | 0.95124 | 0.97137 | 0.9915 | 1.0116 | 1.0318 | 1.0519 | 1.072
LINDLEY | ELLAND | NPgY | NG FES - Consumer Evolution | Total PV capacity - I&C and large (MW) | BSP | 0.77735 | 0.79227 | 0.81246 | 0.84958 | 0.89297 | 0.941 | 0.9928 | 1.0478 | 1.1057 | 1.1661 | 1.2288 | 1.2936 | 1.3605 | 1.4291 | 1.4995 | 1.5716 | 1.6452 | 1.7203 | 1.7968 | 1.8565 | 1.9104 | 1.9596 | 2.0033 | 2.0435 | 2.0836 | 2.1238 | 2.1639 | 2.2041 | 2.2442 | 2.2844 | 2.3245 | 2.3647 | 2.4048 | 2.445
LOW ROAD | SKELTON GRANGE | NPgY | NG FES - Consumer Evolution | Total PV capacity - I&C and large (MW) | BSP | 1.1184 | 1.1398 | 1.1689 | 1.1825 | 1.1985 | 1.2162 | 1.2352 | 1.2555 | 1.2767 | 1.2989 | 1.322 | 1.3459 | 1.3704 | 1.3957 | 1.4216 | 1.4481 | 1.4751 | 1.5028 | 1.5309 | 1.5529 | 1.5727 | 1.5908 | 1.6069 | 1.6216 | 1.6364 | 1.6512 | 1.6659 | 1.6807 | 1.6955 | 1.7102 | 1.725 | 1.7398 | 1.7545 | 1.7693
MALLARD WAY | WEST MELTON / THORPE MARSH | NPgY | NG FES - Consumer Evolution | Total PV capacity - I&C and large (MW) | BSP | 0.43444 | 0.44279 | 0.45407 | 0.48204 | 0.51473 | 0.55091 | 0.58995 | 0.63141 | 0.675 | 0.72051 | 0.76776 | 0.81662 | 0.86696 | 0.9187 | 0.97176 | 1.026 | 1.0815 | 1.1381 | 1.1958 | 1.2407 | 1.2814 | 1.3184 | 1.3513 | 1.3816 | 1.4118 | 1.4421 | 1.4724 | 1.5026 | 1.5329 | 1.5631 | 1.5934 | 1.6236 | 1.6539 | 1.6841
MENSTON | BRADFORD WEST | NPgY | NG FES - Consumer Evolution | Total PV capacity - I&C and large (MW) | BSP | 0.40138 | 0.40909 | 0.41951 | 0.43755 | 0.45862 | 0.48196 | 0.50712 | 0.53385 | 0.56196 | 0.5913 | 0.62177 | 0.65327 | 0.68573 | 0.71908 | 0.75329 | 0.78829 | 0.82406 | 0.86054 | 0.89772 | 0.92671 | 0.95291 | 0.97678 | 0.99803 | 1.0175 | 1.037 | 1.0565 | 1.0761 | 1.0956 | 1.1151 | 1.1346 | 1.1541 | 1.1736 | 1.1931 | 1.2126
MOSS ROAD | GRIMSBY WEST | NPgY | NG FES - Consumer Evolution | Total PV capacity - I&C and large (MW) | BSP | 0.74878 | 0.76316 | 0.7826 | 0.7985 | 0.81709 | 0.83767 | 0.85986 | 0.88344 | 0.90823 | 0.9341 | 0.96097 | 0.98875 | 1.0174 | 1.0468 | 1.077 | 1.1078 | 1.1394 | 1.1716 | 1.2043 | 1.2299 | 1.253 | 1.2741 | 1.2928 | 1.31 | 1.3272 | 1.3444 | 1.3616 | 1.3788 | 1.396 | 1.4132 | 1.4304 | 1.4476 | 1.4648 | 1.482
OSGODBY 1/2 | DRAX | NPgY | NG FES - Consumer Evolution | Total PV capacity - I&C and large (MW) | BSP | 0 | 0 | 0 | 0 | 0 | 0 | 0 | 0 | 0 | 0 | 0 | 0 | 0 | 0 | 0 | 0 | 0 | 0 | 0 | 0 | 0 | 0 | 0 | 0 | 0 | 0 | 0 | 0 | 0 | 0 | 0 | 0 | 0 | 0
OSGODBY 3/4 | DRAX | NPgY | NG FES - Consumer Evolution | Total PV capacity - I&C and large (MW) | BSP | 1.3175 | 1.3332 | 1.3544 | 1.5139 | 1.7003 | 1.9066 | 2.1291 | 2.3654 | 2.6139 | 2.8734 | 3.1427 | 3.4213 | 3.7083 | 4.0032 | 4.3057 | 4.6152 | 4.9314 | 5.254 | 5.5827 | 5.839 | 6.0707 | 6.2817 | 6.4696 | 6.6421 | 6.8146 | 6.987 | 7.1595 | 7.332 | 7.5044 | 7.6769 | 7.8494 | 8.0218 | 8.1943 | 8.3668
RODLEY | SKELTON GRANGE | NPgY | NG FES - Consumer Evolution | Total PV capacity - I&C and large (MW) | BSP | 0.39326 | 0.40081 | 0.41102 | 0.43584 | 0.46485 | 0.49697 | 0.53161 | 0.5684 | 0.60709 | 0.64748 | 0.68941 | 0.73277 | 0.77745 | 0.82336 | 0.87045 | 0.91863 | 0.96785 | 1.0181 | 1.0692 | 1.1091 | 1.1452 | 1.1781 | 1.2073 | 1.2342 | 1.261 | 1.2879 | 1.3147 | 1.3416 | 1.3684 | 1.3953 | 1.4221 | 1.449 | 1.4758 | 1.5027
SAINT ANDREWS ROAD 132/33KV | SKELTON GRANGE | NPgY | NG FES - Consumer Evolution | Total PV capacity - I&C and large (MW) | BSP | 1.5178 | 1.5315 | 1.5502 | 1.58 | 1.6149 | 1.6535 | 1.6952 | 1.7394 | 1.786 | 1.8345 | 1.885 | 1.9371 | 1.9908 | 2.046 | 2.1027 | 2.1606 | 2.2198 | 2.2802 | 2.3417 | 2.3897 | 2.4331 | 2.4726 | 2.5078 | 2.5401 | 2.5723 | 2.6046 | 2.6369 | 2.6692 | 2.7015 | 2.7338 | 2.7661 | 2.7984 | 2.8306 | 2.8629
SALTEND 132/33KV | SALTEND NORTH | NPgY | NG FES - Consumer Evolution | Total PV capacity - I&C and large (MW) | BSP | 0.04131 | 0.042103 | 0.043175 | 0.04331 | 0.043467 | 0.043641 | 0.043829 | 0.044029 | 0.044239 | 0.044458 | 0.044685 | 0.04492 | 0.045162 | 0.045411 | 0.045667 | 0.045928 | 0.046195 | 0.046467 | 0.046745 | 0.046961 | 0.047157 | 0.047335 | 0.047493 | 0.047639 | 0.047785 | 0.04793 | 0.048076 | 0.048221 | 0.048367 | 0.048513 | 0.048658 | 0.048804 | 0.048949 | 0.049095
SANTON | KEADBY | NPgY | NG FES - Consumer Evolution | Total PV capacity - I&C and large (MW) | BSP | 2.61 | 2.6486 | 2.7008 | 2.8098 | 2.9371 | 3.078 | 3.23 | 3.3915 | 3.5613 | 3.7385 | 3.9225 | 4.1128 | 4.3089 | 4.5104 | 4.717 | 4.9284 | 5.1444 | 5.3648 | 5.5894 | 5.7645 | 5.9228 | 6.067 | 6.1953 | 6.3132 | 6.431 | 6.5488 | 6.6666 | 6.7844 | 6.9022 | 7.0201 | 7.1379 | 7.2557 | 7.3736 | 7.4914
SCUNTHORPE NORTH | KEADBY | NPgY | NG FES - Consumer Evolution | Total PV capacity - I&C and large (MW) | BSP | 5.7897 | 5.8048 | 5.8253 | 5.8969 | 5.9806 | 6.0733 | 6.1732 | 6.2793 | 6.3909 | 6.5074 | 6.6284 | 6.7534 | 6.8823 | 7.0148 | 7.1506 | 7.2896 | 7.4316 | 7.5764 | 7.724 | 7.8391 | 7.9432 | 8.0379 | 8.1223 | 8.1998 | 8.2772 | 8.3546 | 8.4321 | 8.5095 | 8.587 | 8.6644 | 8.7419 | 8.8193 | 8.8968 | 8.9742
SCUNTHORPE SOUTH | KEADBY | NPgY | NG FES - Consumer Evolution | Total PV capacity - I&C and large (MW) | BSP | 34.5931 | 34.5994 | 34.6079 | 34.7342 | 34.8818 | 35.0452 | 35.2215 | 35.4087 | 35.6056 | 35.8111 | 36.0245 | 36.2451 | 36.4725 | 36.7061 | 36.9457 | 37.1909 | 37.4414 | 37.6969 | 37.9573 | 38.1603 | 38.3439 | 38.5111 | 38.6599 | 38.7965 | 38.9331 | 39.0698 | 39.2064 | 39.343 | 39.4796 | 39.6162 | 39.7529 | 39.8895 | 40.0261 | 40.1627
SILSDEN | BRADFORD WEST | NPgY | NG FES - Consumer Evolution | Total PV capacity - I&C and large (MW) | BSP | 0.56612 | 0.57699 | 0.59169 | 1.1788 | 1.865 | 2.6246 | 3.4439 | 4.3141 | 5.2292 | 6.1844 | 7.1762 | 8.2017 | 9.2585 | 10.3445 | 11.4582 | 12.5977 | 13.762 | 14.9498 | 16.1601 | 17.1039 | 17.957 | 18.7341 | 19.4259 | 20.061 | 20.6959 | 21.331 | 21.966 | 22.6011 | 23.236 | 23.8711 | 24.5061 | 25.1412 | 25.7762 | 26.4112
SOWERBY BRIDGE 132/33KV | ELLAND | NPgY | NG FES - Consumer Evolution | Total PV capacity - I&C and large (MW) | BSP | 0.55378 | 0.56441 | 0.57879 | 0.64463 | 0.72158 | 0.80676 | 0.89863 | 0.99623 | 1.0988 | 1.206 | 1.3172 | 1.4322 | 1.5507 | 1.6725 | 1.7973 | 1.9251 | 2.0557 | 2.1889 | 2.3246 | 2.4304 | 2.5261 | 2.6133 | 2.6908 | 2.7621 | 2.8333 | 2.9045 | 2.9757 | 3.0469 | 3.1181 | 3.1893 | 3.2605 | 3.3317 | 3.4029 | 3.4742
STAYGATE | SKELTON GRANGE | NPgY | NG FES - Consumer Evolution | Total PV capacity - I&C and large (MW) | BSP | 1.2607 | 1.2794 | 1.3048 | 1.3278 | 1.3547 | 1.3845 | 1.4167 | 1.4508 | 1.4867 | 1.5242 | 1.5631 | 1.6034 | 1.6448 | 1.6875 | 1.7311 | 1.7759 | 1.8215 | 1.8681 | 1.9156 | 1.9527 | 1.9861 | 2.0166 | 2.0438 | 2.0687 | 2.0936 | 2.1185 | 2.1434 | 2.1684 | 2.1933 | 2.2182 | 2.2431 | 2.268 | 2.2929 | 2.3179
THORNHILL 132KV | ELLAND | NPgY | NG FES - Consumer Evolution | Total PV capacity - I&C and large (MW) | BSP | 1.2039 | 1.2194 | 1.2402 | 1.2874 | 1.3424 | 1.4034 | 1.4691 | 1.5389 | 1.6124 | 1.689 | 1.7686 | 1.8509 | 1.9357 | 2.0229 | 2.1122 | 2.2037 | 2.2971 | 2.3924 | 2.4895 | 2.5653 | 2.6337 | 2.6961 | 2.7516 | 2.8026 | 2.8535 | 2.9045 | 2.9554 | 3.0064 | 3.0573 | 3.1083 | 3.1593 | 3.2102 | 3.2612 | 3.3121
WAKEFIELD MONCKTON ROAD | WEST MELTON SECTION 3 | NPgY | NG FES - Consumer Evolution | Total PV capacity - I&C and large (MW) | BSP | 0.31661 | 0.32269 | 0.33091 | 0.3512 | 0.37492 | 0.40118 | 0.4295 | 0.45958 | 0.49121 | 0.52423 | 0.55851 | 0.59396 | 0.63049 | 0.66803 | 0.70653 | 0.74591 | 0.78616 | 0.82722 | 0.86905 | 0.90168 | 0.93116 | 0.95803 | 0.98194 | 1.0039 | 1.0258 | 1.0478 | 1.0697 | 1.0917 | 1.1136 | 1.1356 | 1.1575 | 1.1795 | 1.2014 | 1.2234
WAKEFIELD NORTH | SKELTON GRANGE | NPgY | NG FES - Consumer Evolution | Total PV capacity - I&C and large (MW) | BSP | 0.9525 | 0.96495 | 0.98179 | 1.0145 | 1.0528 | 1.0952 | 1.1409 | 1.1894 | 1.2404 | 1.2937 | 1.349 | 1.4062 | 1.4651 | 1.5257 | 1.5878 | 1.6514 | 1.7163 | 1.7825 | 1.85 | 1.9027 | 1.9503 | 1.9936 | 2.0322 | 2.0676 | 2.103 | 2.1384 | 2.1738 | 2.2093 | 2.2447 | 2.2801 | 2.3155 | 2.3509 | 2.3863 | 2.4217
WEST MELTON | WEST MELTON SECTION 3 | NPgY | NG FES - Consumer Evolution | Total PV capacity - I&C and large (MW) | BSP | 3.6006 | 3.6205 | 3.6475 | 3.7218 | 3.8087 | 3.9048 | 4.0086 | 4.1188 | 4.2346 | 4.3556 | 4.4811 | 4.611 | 4.7448 | 4.8823 | 5.0233 | 5.1675 | 5.315 | 5.4653 | 5.6186 | 5.7381 | 5.8461 | 5.9445 | 6.0321 | 6.1125 | 6.1929 | 6.2733 | 6.3537 | 6.4341 | 6.5145 | 6.5949 | 6.6753 | 6.7557 | 6.8361 | 6.9165
WHINMOOR | FERRYBRIDGE B | NPgY | NG FES - Consumer Evolution | Total PV capacity - I&C and large (MW) | BSP | 1.1956 | 1.2032 | 1.2134 | 1.239 | 1.2688 | 1.3019 | 1.3375 | 1.3754 | 1.4152 | 1.4568 | 1.4999 | 1.5446 | 1.5906 | 1.6378 | 1.6863 | 1.7358 | 1.7865 | 1.8382 | 1.8909 | 1.9319 | 1.969 | 2.0029 | 2.033 | 2.0606 | 2.0882 | 2.1159 | 2.1435 | 2.1711 | 2.1987 | 2.2264 | 2.254 | 2.2816 | 2.3093 | 2.3369
WOLD NEWTON | KEADBY | NPgY | NG FES - Consumer Evolution | Total PV capacity - I&C and large (MW) | BSP | 23.1361 | 23.1867 | 23.2551 | 23.4041 | 23.5783 | 23.7711 | 23.979 | 24.1999 | 24.4321 | 24.6745 | 24.9262 | 25.1865 | 25.4547 | 25.7303 | 26.013 | 26.3021 | 26.5976 | 26.8991 | 27.2063 | 27.4458 | 27.6623 | 27.8595 | 28.0351 | 28.1963 | 28.3574 | 28.5186 | 28.6797 | 28.8409 | 29.002 | 29.1632 | 29.3244 | 29.4856 | 29.6467 | 29.8079
YARBOROUGH ROAD 132/33KV | GRIMSBY WEST | NPgY | NG FES - Consumer Evolution | Total PV capacity - I&C and large (MW) | BSP | 1.6536 | 1.6853 | 1.7282 | 1.7667 | 1.8117 | 1.8615 | 1.9152 | 1.9723 | 2.0323 | 2.0949 | 2.1599 | 2.2272 | 2.2964 | 2.3676 | 2.4407 | 2.5154 | 2.5917 | 2.6696 | 2.7489 | 2.8108 | 2.8667 | 2.9177 | 2.963 | 3.0047 | 3.0463 | 3.0879 | 3.1296 | 3.1712 | 3.2128 | 3.2545 | 3.2961 | 3.3377 | 3.3794 | 3.421

## CE_CHP capacity
Bulk Supply Point Name | Grid Supply Point Connected to | Licence area | Scenario name | Output parameter_Unit | Substation Type in Forecasting Model | 2017 | 2018 | 2019 | 2020 | 2021 | 2022 | 2023 | 2024 | 2025 | 2026 | 2027 | 2028 | 2029 | 2030 | 2031 | 2032 | 2033 | 2034 | 2035 | 2036 | 2037 | 2038 | 2039 | 2040 | 2041 | 2042 | 2043 | 2044 | 2045 | 2046 | 2047 | 2048 | 2049 | 2050
ANNFIELD | STELLA SOUTH | NPgN | NG FES - Consumer Evolution | Total CHP capacity (MW) | BSP | 0.0017648 | 0.27228 | 0.53465 | 0.58264 | 0.63735 | 0.69053 | 0.73153 | 0.77315 | 0.81743 | 0.89882 | 0.96564 | 1.0318 | 1.0983 | 1.2049 | 1.2855 | 1.3666 | 1.448 | 1.5701 | 1.6653 | 1.7557 | 1.8468 | 1.9401 | 2.0377 | 2.1363 | 2.2488 | 2.3627 | 2.4793 | 2.6007 | 2.7263 | 2.8689 | 3.0163 | 3.1689 | 3.3267 | 3.4904
BARRACK ROAD | STELLA NORTH | NPgN | NG FES - Consumer Evolution | Total CHP capacity (MW) | BSP | 0.00040047 | 0.35281 | 0.69754 | 0.75813 | 0.82531 | 0.89044 | 0.93944 | 0.98926 | 1.0426 | 1.1399 | 1.2179 | 1.295 | 1.3725 | 1.5033 | 1.6021 | 1.7016 | 1.8015 | 1.9554 | 2.0735 | 2.1898 | 2.3072 | 2.4273 | 2.5532 | 2.6804 | 2.8189 | 2.9594 | 3.1035 | 3.2539 | 3.4099 | 3.5813 | 3.7589 | 3.9435 | 4.1349 | 4.3342
BLUCHER | STELLA NORTH | NPgN | NG FES - Consumer Evolution | Total CHP capacity (MW) | BSP | 0.80079 | 0.96623 | 1.127 | 1.1561 | 1.189 | 1.221 | 1.2455 | 1.2703 | 1.2968 | 1.3454 | 1.385 | 1.4242 | 1.4636 | 1.5278 | 1.5762 | 1.6249 | 1.6739 | 1.7479 | 1.8052 | 1.8603 | 1.9159 | 1.9727 | 2.0322 | 2.0923 | 2.16 | 2.2286 | 2.2989 | 2.372 | 2.4478 | 2.5331 | 2.6212 | 2.7126 | 2.8072 | 2.9054
BOWESFIELD | NORTON | NPgN | NG FES - Consumer Evolution | Total CHP capacity (MW) | BSP | 3.8012 | 4.1516 | 4.4932 | 4.5542 | 4.6228 | 4.6894 | 4.74 | 4.7915 | 4.8464 | 4.9469 | 5.0284 | 5.109 | 5.19 | 5.3236 | 5.4244 | 5.5261 | 5.6281 | 5.7834 | 5.9033 | 6.0196 | 6.1369 | 6.257 | 6.3827 | 6.5097 | 6.6509 | 6.794 | 6.9407 | 7.0936 | 7.252 | 7.4287 | 7.6116 | 7.8013 | 7.9977 | 8.2019
CHIRTON GRANGE | TYNEMOUTH | NPgN | NG FES - Consumer Evolution | Total CHP capacity (MW) | BSP | 0.0011424 | 0.27739 | 0.54628 | 0.59464 | 0.64914 | 0.70205 | 0.74244 | 0.78347 | 0.82724 | 0.90742 | 0.97263 | 1.0372 | 1.102 | 1.2082 | 1.2884 | 1.3691 | 1.4502 | 1.5732 | 1.6684 | 1.7602 | 1.8528 | 1.9476 | 2.0469 | 2.1471 | 2.2593 | 2.3729 | 2.4894 | 2.6108 | 2.7365 | 2.8773 | 3.023 | 3.1741 | 3.3305 | 3.493
COALBURNS | STELLA SOUTH | NPgN | NG FES - Consumer Evolution | Total CHP capacity (MW) | BSP | 0.00058489 | 0.18324 | 0.36135 | 0.39314 | 0.42876 | 0.46333 | 0.48959 | 0.51627 | 0.54477 | 0.59691 | 0.63911 | 0.68085 | 0.7228 | 0.79218 | 0.84459 | 0.89737 | 0.95038 | 1.0312 | 1.0935 | 1.1541 | 1.2152 | 1.2777 | 1.3432 | 1.4094 | 1.4828 | 1.5571 | 1.6334 | 1.7128 | 1.7952 | 1.8868 | 1.9817 | 2.0802 | 2.1822 | 2.2882
DARLINGTON CENTRAL | NORTON | NPgN | NG FES - Consumer Evolution | Total CHP capacity (MW) | BSP | 0.00085265 | 0.22026 | 0.43396 | 0.4723 | 0.51542 | 0.55729 | 0.58921 | 0.62163 | 0.65622 | 0.71958 | 0.77103 | 0.82193 | 0.87307 | 0.9571 | 1.0206 | 1.0845 | 1.1487 | 1.2461 | 1.3215 | 1.3944 | 1.4679 | 1.5431 | 1.6219 | 1.7015 | 1.7903 | 1.8803 | 1.9725 | 2.0686 | 2.1681 | 2.2795 | 2.3946 | 2.5141 | 2.6378 | 2.7663
DARLINGTON NORTH | NORTON | NPgN | NG FES - Consumer Evolution | Total CHP capacity (MW) | BSP | 2.501 | 2.6999 | 2.8934 | 2.9283 | 2.9679 | 3.0063 | 3.0357 | 3.0656 | 3.0974 | 3.1558 | 3.2034 | 3.2506 | 3.2979 | 3.375 | 3.4332 | 3.4918 | 3.5507 | 3.6396 | 3.7086 | 3.7748 | 3.8416 | 3.91 | 3.9816 | 4.0539 | 4.1352 | 4.2177 | 4.3021 | 4.3901 | 4.4812 | 4.5837 | 4.6897 | 4.7995 | 4.9132 | 5.0312
DUNSTON | STELLA NORTH | NPgN | NG FES - Consumer Evolution | Total CHP capacity (MW) | BSP | 0.0014954 | 0.50378 | 0.99364 | 1.081 | 1.1787 | 1.2736 | 1.3456 | 1.4188 | 1.497 | 1.64 | 1.7557 | 1.8701 | 1.985 | 2.1755 | 2.3193 | 2.4642 | 2.6097 | 2.8317 | 3.0028 | 3.1694 | 3.3373 | 3.5092 | 3.6893 | 3.8711 | 4.0726 | 4.2767 | 4.486 | 4.7041 | 4.9302 | 5.1817 | 5.442 | 5.7122 | 5.992 | 6.283
FLATWORTH | TYNEMOUTH | NPgN | NG FES - Consumer Evolution | Total CHP capacity (MW) | BSP | 0.00031518 | 0.11732 | 0.23146 | 0.25178 | 0.2745 | 0.29655 | 0.31328 | 0.33028 | 0.34843 | 0.38164 | 0.40847 | 0.43501 | 0.46168 | 0.50594 | 0.53937 | 0.57305 | 0.60687 | 0.6585 | 0.6983 | 0.73707 | 0.77617 | 0.8162 | 0.85813 | 0.90047 | 0.94729 | 0.99475 | 1.0434 | 1.0941 | 1.1467 | 1.2051 | 1.2656 | 1.3283 | 1.3933 | 1.4609
GOSFORTH | TYNEMOUTH | NPgN | NG FES - Consumer Evolution | Total CHP capacity (MW) | BSP | 1.5499 | 1.7957 | 2.0352 | 2.0781 | 2.1264 | 2.1732 | 2.2089 | 2.2452 | 2.2839 | 2.3547 | 2.4122 | 2.4691 | 2.5263 | 2.6203 | 2.6913 | 2.7628 | 2.8346 | 2.9437 | 3.0281 | 3.1097 | 3.1921 | 3.2763 | 3.3646 | 3.4537 | 3.5531 | 3.6538 | 3.757 | 3.8645 | 3.9759 | 4.1004 | 4.2292 | 4.3629 | 4.5012 | 4.645
HARROGATE 132/33KV | KNARESBOROUGH | NPgN | NG FES - Consumer Evolution | Total CHP capacity (MW) | BSP | 0.40074 | 0.61032 | 0.81452 | 0.85107 | 0.89213 | 0.93198 | 0.96231 | 0.99312 | 1.026 | 1.0862 | 1.1351 | 1.1834 | 1.2319 | 1.3119 | 1.3723 | 1.4331 | 1.4942 | 1.5871 | 1.6589 | 1.7285 | 1.7986 | 1.8705 | 1.9457 | 2.0216 | 2.1062 | 2.1919 | 2.2797 | 2.3712 | 2.466 | 2.5718 | 2.6813 | 2.7949 | 2.9126 | 3.0349
HUSTHWAITE | KNARESBOROUGH | NPgN | NG FES - Consumer Evolution | Total CHP capacity (MW) | BSP | 0.0002688 | 0.13342 | 0.2635 | 0.28651 | 0.31213 | 0.33698 | 0.35575 | 0.37483 | 0.39523 | 0.4325 | 0.4625 | 0.49215 | 0.52196 | 0.57185 | 0.60953 | 0.64749 | 0.68561 | 0.74406 | 0.78901 | 0.83305 | 0.87747 | 0.92294 | 0.9706 | 1.0187 | 1.0715 | 1.1251 | 1.18 | 1.2372 | 1.2966 | 1.3622 | 1.4302 | 1.5007 | 1.5739 | 1.65
LEEMING BAR_SKEEBY | NORTON | NPgN | NG FES - Consumer Evolution | Total CHP capacity (MW) | BSP | 0.26293 | 0.79687 | 1.3187 | 1.4108 | 1.5133 | 1.6126 | 1.6876 | 1.7638 | 1.8453 | 1.9942 | 2.1138 | 2.2321 | 2.351 | 2.5505 | 2.7012 | 2.853 | 3.0054 | 3.2394 | 3.4193 | 3.5958 | 3.7738 | 3.956 | 4.147 | 4.3399 | 4.5511 | 4.7652 | 4.9849 | 5.214 | 5.4515 | 5.7136 | 5.9851 | 6.2671 | 6.5594 | 6.8636
LINTON | BLYTH 132kV | NPgN | NG FES - Consumer Evolution | Total CHP capacity (MW) | BSP | 0.0007816 | 0.3354 | 0.66214 | 0.72007 | 0.78469 | 0.84739 | 0.89482 | 0.94303 | 0.99457 | 1.0887 | 1.1647 | 1.2397 | 1.3152 | 1.441 | 1.5361 | 1.6319 | 1.728 | 1.8752 | 1.9885 | 2.0993 | 2.211 | 2.3254 | 2.4452 | 2.5662 | 2.6994 | 2.8344 | 2.9728 | 3.1172 | 3.2669 | 3.4326 | 3.6042 | 3.7824 | 3.9671 | 4.1592
MALTON GRID | OSBALDWICK | NPgN | NG FES - Consumer Evolution | Total CHP capacity (MW) | BSP | 0.0011821 | 0.46834 | 0.92438 | 1.0053 | 1.0957 | 1.1835 | 1.2499 | 1.3174 | 1.3895 | 1.5214 | 1.6278 | 1.733 | 1.8387 | 2.0148 | 2.1478 | 2.2817 | 2.4163 | 2.622 | 2.7805 | 2.9352 | 3.0912 | 3.2509 | 3.4182 | 3.5872 | 3.7735 | 3.9624 | 4.156 | 4.3579 | 4.5672 | 4.7992 | 5.0394 | 5.2888 | 5.5473 | 5.8161
MELROSEGATE | OSBALDWICK | NPgN | NG FES - Consumer Evolution | Total CHP capacity (MW) | BSP | 3.0019 | 3.5558 | 4.0956 | 4.1922 | 4.3006 | 4.4059 | 4.486 | 4.5674 | 4.6542 | 4.8132 | 4.9421 | 5.0696 | 5.1978 | 5.409 | 5.5685 | 5.7292 | 5.8906 | 6.1361 | 6.3258 | 6.5096 | 6.695 | 6.8848 | 7.0836 | 7.2843 | 7.5076 | 7.7339 | 7.9659 | 8.2076 | 8.4581 | 8.7376 | 9.0268 | 9.3268 | 9.6376 | 9.9605
NORTH TEES | NORTON | NPgN | NG FES - Consumer Evolution | Total CHP capacity (MW) | BSP | 0.0012936 | 0.51314 | 1.0127 | 1.1014 | 1.2006 | 1.2967 | 1.3696 | 1.4436 | 1.5227 | 1.6673 | 1.784 | 1.8995 | 2.0155 | 2.2085 | 2.3543 | 2.5012 | 2.6487 | 2.8741 | 3.0479 | 3.2174 | 3.3883 | 3.5633 | 3.7467 | 3.9318 | 4.1361 | 4.3431 | 4.5554 | 4.7767 | 5.0061 | 5.2605 | 5.524 | 5.7975 | 6.0809 | 6.3756
POTTER HOUSE | SPENNYMOOR | NPgN | NG FES - Consumer Evolution | Total CHP capacity (MW) | BSP | 0.0011892 | 0.34322 | 0.67654 | 0.73617 | 0.80311 | 0.86808 | 0.91752 | 0.96775 | 1.0214 | 1.1195 | 1.1991 | 1.2778 | 1.3568 | 1.4872 | 1.5857 | 1.6849 | 1.7845 | 1.9361 | 2.0532 | 2.1667 | 2.2812 | 2.3984 | 2.5211 | 2.6451 | 2.7829 | 2.9226 | 3.0658 | 3.2151 | 3.3697 | 3.5422 | 3.7207 | 3.9059 | 4.0977 | 4.2971
RAVENSWORTH | STELLA SOUTH | NPgN | NG FES - Consumer Evolution | Total CHP capacity (MW) | BSP | 0.00037503 | 0.16648 | 0.32868 | 0.35743 | 0.3895 | 0.42061 | 0.44415 | 0.46807 | 0.49365 | 0.54038 | 0.57804 | 0.61529 | 0.65272 | 0.71518 | 0.76235 | 0.80987 | 0.8576 | 0.93065 | 0.98689 | 1.0419 | 1.0973 | 1.1541 | 1.2136 | 1.2736 | 1.3397 | 1.4067 | 1.4754 | 1.5471 | 1.6213 | 1.7036 | 1.7887 | 1.8772 | 1.9688 | 2.0641
SCARBOROUGH GRID | OSBALDWICK | NPgN | NG FES - Consumer Evolution | Total CHP capacity (MW) | BSP | 2.4018 | 2.9078 | 3.4008 | 3.489 | 3.5881 | 3.6843 | 3.7575 | 3.8319 | 3.9113 | 4.0567 | 4.1745 | 4.2911 | 4.4083 | 4.6014 | 4.7472 | 4.894 | 5.0415 | 5.2658 | 5.4392 | 5.6071 | 5.7765 | 5.9499 | 6.1315 | 6.3148 | 6.5189 | 6.7257 | 6.9377 | 7.1586 | 7.3875 | 7.643 | 7.9074 | 8.1816 | 8.4656 | 8.7608
SEAL SANDS | SALTHOLME | NPgN | NG FES - Consumer Evolution | Total CHP capacity (MW) | BSP | 95.95 | 95.9531 | 95.9562 | 95.9567 | 95.9573 | 95.9578 | 95.9583 | 95.9587 | 95.9592 | 95.96 | 95.9607 | 95.9613 | 95.962 | 95.9631 | 95.964 | 95.9649 | 95.9657 | 95.9671 | 95.9681 | 95.9691 | 95.9702 | 95.9712 | 95.9723 | 95.9735 | 95.9747 | 95.9759 | 95.9772 | 95.9785 | 95.9798 | 95.9813 | 95.9829 | 95.9845 | 95.9861 | 95.9879
SPADEADAM 33KV | SPADEADAM | NPgN | NG FES - Consumer Evolution | Total CHP capacity (MW) | BSP | 0 | 0.011529 | 0.022828 | 0.024797 | 0.026965 | 0.029067 | 0.030638 | 0.032237 | 0.033951 | 0.037072 | 0.039559 | 0.042017 | 0.044488 | 0.048709 | 0.051896 | 0.055108 | 0.058334 | 0.063332 | 0.067154 | 0.070949 | 0.074778 | 0.078698 | 0.082809 | 0.08696 | 0.091436 | 0.095976 | 0.10063 | 0.1055 | 0.11055 | 0.11605 | 0.12176 | 0.1277 | 0.13386 | 0.14028
SPENNYMOOR 132/66KV | SPENNYMOOR | NPgN | NG FES - Consumer Evolution | Total CHP capacity (MW) | BSP | 0.002098 | 0.4309 | 0.84793 | 0.92327 | 1.0084 | 1.0912 | 1.1545 | 1.2188 | 1.2874 | 1.4131 | 1.5156 | 1.617 | 1.7189 | 1.8849 | 2.0103 | 2.1365 | 2.2633 | 2.4549 | 2.6035 | 2.7463 | 2.8902 | 3.0376 | 3.1919 | 3.3476 | 3.5229 | 3.7005 | 3.8824 | 4.0719 | 4.2681 | 4.4888 | 4.717 | 4.9535 | 5.1983 | 5.4525
TORONTO | SPENNYMOOR | NPgN | NG FES - Consumer Evolution | Total CHP capacity (MW) | BSP | 0.0015499 | 0.3286 | 0.64674 | 0.70415 | 0.769 | 0.83197 | 0.88014 | 0.92907 | 0.98122 | 1.0768 | 1.1548 | 1.2319 | 1.3093 | 1.4357 | 1.5311 | 1.6272 | 1.7237 | 1.8698 | 1.9829 | 2.0917 | 2.2015 | 2.3138 | 2.4315 | 2.5503 | 2.6837 | 2.8189 | 2.9574 | 3.1017 | 3.2511 | 3.419 | 3.5927 | 3.7727 | 3.959 | 4.1524
WORMALD GREEN 132/33KV | KNARESBOROUGH | NPgN | NG FES - Consumer Evolution | Total CHP capacity (MW) | BSP | 0.00077101 | 0.26326 | 0.51932 | 0.56493 | 0.61597 | 0.6655 | 0.70308 | 0.74127 | 0.78206 | 0.85667 | 0.91698 | 0.97664 | 1.0366 | 1.136 | 1.2111 | 1.2867 | 1.3627 | 1.4786 | 1.568 | 1.655 | 1.7427 | 1.8325 | 1.9267 | 2.0217 | 2.1268 | 2.2334 | 2.3427 | 2.4566 | 2.5746 | 2.7058 | 2.8417 | 2.9826 | 3.1287 | 3.2806
ATTERCLIFFE | WEST MELTON / THORPE MARSH | NPgY | NG FES - Consumer Evolution | Total CHP capacity (MW) | BSP | 0.36634 | 0.51069 | 0.79901 | 0.84992 | 0.90653 | 0.96143 | 1.0029 | 1.045 | 1.09 | 1.1723 | 1.2384 | 1.3038 | 1.3695 | 1.4797 | 1.563 | 1.6468 | 1.7311 | 1.8604 | 1.9598 | 2.0573 | 2.1556 | 2.2563 | 2.3619 | 2.4684 | 2.5852 | 2.7035 | 2.8248 | 2.9514 | 3.0827 | 3.2275 | 3.3776 | 3.5334 | 3.6949 | 3.863
BARUGH 132/66KV | WEST MELTON SECTION 3 | NPgY | NG FES - Consumer Evolution | Total CHP capacity (MW) | BSP | 0.0009377 | 0.22635 | 0.67362 | 0.7533 | 0.84249 | 0.92905 | 0.99473 | 1.0615 | 1.1328 | 1.2632 | 1.3686 | 1.4729 | 1.5777 | 1.7514 | 1.8826 | 2.0148 | 2.1476 | 2.3501 | 2.5062 | 2.6582 | 2.8115 | 2.9684 | 3.1329 | 3.2988 | 3.4826 | 3.6688 | 3.8598 | 4.0588 | 4.2651 | 4.4944 | 4.7318 | 4.9782 | 5.2334 | 5.4988
BEESTON ROYDS 132/33KV | KIRKSTALL B | NPgY | NG FES - Consumer Evolution | Total CHP capacity (MW) | BSP | 0.00076917 | 0.27894 | 0.83387 | 0.93201 | 1.0413 | 1.1473 | 1.2274 | 1.3088 | 1.3958 | 1.5548 | 1.6828 | 1.8093 | 1.9364 | 2.1493 | 2.31 | 2.4719 | 2.6346 | 2.8839 | 3.0757 | 3.2635 | 3.453 | 3.647 | 3.8503 | 4.0555 | 4.2808 | 4.5092 | 4.7434 | 4.9877 | 5.241 | 5.5208 | 5.8108 | 6.1118 | 6.4239 | 6.7485
BEVERLEY 132/33KV | CREYKE BECK | NPgY | NG FES - Consumer Evolution | Total CHP capacity (MW) | BSP | 1.5207 | 1.8112 | 2.3913 | 2.4938 | 2.6078 | 2.7183 | 2.8018 | 2.8866 | 2.9773 | 3.143 | 3.2762 | 3.408 | 3.5404 | 3.7624 | 3.93 | 4.0989 | 4.2685 | 4.5288 | 4.7289 | 4.9252 | 5.1231 | 5.3258 | 5.5381 | 5.7526 | 5.9876 | 6.2258 | 6.4702 | 6.7251 | 6.9893 | 7.281 | 7.5832 | 7.897 | 8.2224 | 8.5609
BINGLEY 132/33KV | BRADFORD WEST | NPgY | NG FES - Consumer Evolution | Total CHP capacity (MW) | BSP | 0.00091342 | 0.17553 | 0.52046 | 0.58228 | 0.65176 | 0.71922 | 0.7706 | 0.8228 | 0.87851 | 0.98051 | 1.0633 | 1.1452 | 1.2275 | 1.3628 | 1.4651 | 1.5681 | 1.6715 | 1.8286 | 1.9501 | 2.0677 | 2.1863 | 2.3076 | 2.4348 | 2.5631 | 2.7062 | 2.8512 | 2.9998 | 3.1547 | 3.3151 | 3.4943 | 3.6798 | 3.8722 | 4.0714 | 4.2785
BLACKBURN MEADOWS B | WEST MELTON / THORPE MARSH | NPgY | NG FES - Consumer Evolution | Total CHP capacity (MW) | BSP | 0.00017649 | 0.080547 | 0.24123 | 0.26956 | 0.30105 | 0.33158 | 0.3546 | 0.37801 | 0.40305 | 0.44876 | 0.48548 | 0.52178 | 0.55827 | 0.61958 | 0.66588 | 0.71253 | 0.75938 | 0.83135 | 0.88665 | 0.94096 | 0.99574 | 1.0518 | 1.1106 | 1.17 | 1.2349 | 1.3007 | 1.3682 | 1.4386 | 1.5117 | 1.5922 | 1.6756 | 1.7622 | 1.852 | 1.9455
BLYTON | KEADBY | NPgY | NG FES - Consumer Evolution | Total CHP capacity (MW) | BSP | 3.1755 | 3.361 | 3.7309 | 3.7964 | 3.8693 | 3.9401 | 3.9935 | 4.0478 | 4.1059 | 4.2121 | 4.2975 | 4.382 | 4.4669 | 4.609 | 4.7162 | 4.8243 | 4.9328 | 5.0991 | 5.227 | 5.3523 | 5.4786 | 5.608 | 5.7435 | 5.8804 | 6.0307 | 6.1831 | 6.3394 | 6.5023 | 6.6713 | 6.8581 | 7.0516 | 7.2525 | 7.4608 | 7.6775
BRADFORD | BRADFORD WEST | NPgY | NG FES - Consumer Evolution | Total CHP capacity (MW) | BSP | 0.0012359 | 0.33548 | 0.99991 | 1.118 | 1.2499 | 1.3779 | 1.4749 | 1.5735 | 1.6789 | 1.8714 | 2.0269 | 2.1807 | 2.3352 | 2.5922 | 2.7862 | 2.9817 | 3.1781 | 3.4781 | 3.7093 | 3.9348 | 4.1623 | 4.3951 | 4.639 | 4.8853 | 5.1572 | 5.4328 | 5.7153 | 6.0099 | 6.3153 | 6.654 | 7.0048 | 7.3689 | 7.7463 | 8.1386
BRAMHAM | FERRYBRIDGE B | NPgY | NG FES - Consumer Evolution | Total CHP capacity (MW) | BSP | 0.00040692 | 0.21867 | 0.65566 | 0.73257 | 0.81792 | 0.90069 | 0.96301 | 1.0264 | 1.0942 | 1.2179 | 1.3172 | 1.4154 | 1.514 | 1.6802 | 1.8057 | 1.9322 | 2.0592 | 2.2545 | 2.4045 | 2.5521 | 2.7009 | 2.8533 | 3.013 | 3.1743 | 3.3503 | 3.5288 | 3.7119 | 3.9029 | 4.1009 | 4.3189 | 4.5448 | 4.7794 | 5.0228 | 5.2761
BRANSHOLME | CREYKE BECK | NPgY | NG FES - Consumer Evolution | Total CHP capacity (MW) | BSP | 0.00032917 | 0.072715 | 0.216 | 0.2416 | 0.27032 | 0.2982 | 0.31939 | 0.34093 | 0.36392 | 0.40599 | 0.44008 | 0.47379 | 0.50767 | 0.56362 | 0.60587 | 0.64844 | 0.69118 | 0.75626 | 0.80651 | 0.85528 | 0.90446 | 0.9548 | 1.0075 | 1.0608 | 1.1199 | 1.1799 | 1.2413 | 1.3054 | 1.3718 | 1.4457 | 1.5223 | 1.6017 | 1.684 | 1.7695
BRIGHOUSE 132/33KV | ELLAND | NPgY | NG FES - Consumer Evolution | Total CHP capacity (MW) | BSP | 0.00085309 | 0.22296 | 0.66419 | 0.74267 | 0.83042 | 0.91556 | 0.98011 | 1.0457 | 1.1158 | 1.244 | 1.3475 | 1.4499 | 1.5528 | 1.7237 | 1.8528 | 1.9828 | 2.1134 | 2.3128 | 2.4666 | 2.6164 | 2.7675 | 2.9221 | 3.0842 | 3.2478 | 3.4286 | 3.6119 | 3.7998 | 3.9957 | 4.1987 | 4.4241 | 4.6576 | 4.8998 | 5.1508 | 5.4118
DONCASTER B/THORPE MARSH | WEST MELTON / THORPE MARSH | NPgY | NG FES - Consumer Evolution | Total CHP capacity (MW) | BSP | 0.0010488 | 0.4039 | 1.2079 | 1.35 | 1.5081 | 1.6616 | 1.7774 | 1.8952 | 2.0211 | 2.2512 | 2.4362 | 2.6192 | 2.8031 | 3.1112 | 3.3438 | 3.5782 | 3.8136 | 4.1746 | 4.4522 | 4.7243 | 4.9987 | 5.2797 | 5.5741 | 5.8714 | 6.1975 | 6.5281 | 6.8671 | 7.2207 | 7.5874 | 7.9923 | 8.4118 | 8.8474 | 9.299 | 9.7689
DONCASTER CENTRAL | WEST MELTON / THORPE MARSH | NPgY | NG FES - Consumer Evolution | Total CHP capacity (MW) | BSP | 0.00024935 | 0.097713 | 0.29231 | 0.32669 | 0.36494 | 0.40204 | 0.43004 | 0.45851 | 0.48896 | 0.54456 | 0.58927 | 0.63349 | 0.67793 | 0.75242 | 0.80867 | 0.86534 | 0.92226 | 1.0096 | 1.0767 | 1.1426 | 1.209 | 1.277 | 1.3482 | 1.4202 | 1.499 | 1.579 | 1.661 | 1.7465 | 1.8352 | 1.933 | 2.0345 | 2.1398 | 2.2489 | 2.3626
DRIFFIELD/BEVERLEY GROUP | CREYKE BECK | NPgY | NG FES - Consumer Evolution | Total CHP capacity (MW) | BSP | 0.001037 | 0.45938 | 1.3757 | 1.5373 | 1.7169 | 1.891 | 2.0223 | 2.1559 | 2.2987 | 2.5594 | 2.7689 | 2.976 | 3.1842 | 3.5339 | 3.798 | 4.0641 | 4.3313 | 4.7418 | 5.0572 | 5.367 | 5.6793 | 5.9992 | 6.3344 | 6.6729 | 7.0432 | 7.4187 | 7.8037 | 8.2054 | 8.622 | 9.0811 | 9.5569 | 10.051 | 10.5634 | 11.0966
FEATHERSTONE | FERRYBRIDGE B | NPgY | NG FES - Consumer Evolution | Total CHP capacity (MW) | BSP | 0.00069539 | 0.21239 | 0.63388 | 0.70862 | 0.79201 | 0.87291 | 0.93412 | 0.99634 | 1.0628 | 1.1844 | 1.2824 | 1.3793 | 1.4766 | 1.6391 | 1.7617 | 1.8853 | 2.0094 | 2.1993 | 2.3455 | 2.4884 | 2.6325 | 2.78 | 2.9346 | 3.0907 | 3.2626 | 3.4368 | 3.6154 | 3.8017 | 3.9948 | 4.2087 | 4.4302 | 4.6601 | 4.8984 | 5.1463
GIRLINGTON | BRADFORD WEST | NPgY | NG FES - Consumer Evolution | Total CHP capacity (MW) | BSP | 0.38294 | 0.61798 | 1.0848 | 1.1678 | 1.2607 | 1.3509 | 1.4193 | 1.4887 | 1.563 | 1.6987 | 1.8084 | 1.9169 | 2.0259 | 2.2069 | 2.3435 | 2.4812 | 2.6195 | 2.8306 | 2.9933 | 3.1519 | 3.3117 | 3.4754 | 3.6469 | 3.82 | 4.0115 | 4.2055 | 4.4044 | 4.6118 | 4.8267 | 5.0655 | 5.3127 | 5.5692 | 5.835 | 6.1114
HALIFAX 132/33KV | ELLAND | NPgY | NG FES - Consumer Evolution | Total CHP capacity (MW) | BSP | 0.00039871 | 0.14122 | 0.42215 | 0.47183 | 0.52717 | 0.58084 | 0.62138 | 0.66259 | 0.70667 | 0.78716 | 0.85195 | 0.91601 | 0.9804 | 1.0882 | 1.1695 | 1.2515 | 1.3339 | 1.4601 | 1.5572 | 1.6523 | 1.7482 | 1.8464 | 1.9493 | 2.0532 | 2.1673 | 2.2829 | 2.4015 | 2.5252 | 2.6534 | 2.7951 | 2.9419 | 3.0943 | 3.2523 | 3.4167
HECKMONDWIKE | SKELTON GRANGE | NPgY | NG FES - Consumer Evolution | Total CHP capacity (MW) | BSP | 0.00055716 | 0.15579 | 0.46441 | 0.51924 | 0.5805 | 0.63994 | 0.68496 | 0.73073 | 0.77963 | 0.86903 | 0.94119 | 1.0126 | 1.0843 | 1.2036 | 1.2937 | 1.3845 | 1.4756 | 1.615 | 1.7223 | 1.8271 | 1.9327 | 2.0408 | 2.1541 | 2.2685 | 2.3947 | 2.5227 | 2.6539 | 2.7907 | 2.9325 | 3.0897 | 3.2526 | 3.4216 | 3.5968 | 3.779
HOLMFIELD | BRADFORD WEST | NPgY | NG FES - Consumer Evolution | Total CHP capacity (MW) | BSP | 0.0012616 | 0.18753 | 0.55321 | 0.61929 | 0.694 | 0.76656 | 0.82211 | 0.87853 | 0.93866 | 1.0489 | 1.1389 | 1.2279 | 1.3173 | 1.4629 | 1.5728 | 1.6835 | 1.7947 | 1.9628 | 2.0931 | 2.2183 | 2.3446 | 2.4738 | 2.6091 | 2.7457 | 2.8994 | 3.0552 | 3.2147 | 3.3809 | 3.553 | 3.7466 | 3.9468 | 4.1543 | 4.369 | 4.592
HULL EAST 132/33KV | SALTEND NORTH | NPgY | NG FES - Consumer Evolution | Total CHP capacity (MW) | BSP | 15.0005 | 15.1538 | 15.4584 | 15.5125 | 15.573 | 15.6316 | 15.676 | 15.7212 | 15.7695 | 15.8577 | 15.9289 | 15.9993 | 16.0701 | 16.1878 | 16.2767 | 16.3663 | 16.4563 | 16.5938 | 16.6998 | 16.8031 | 16.9074 | 17.0141 | 17.1259 | 17.2388 | 17.3634 | 17.4897 | 17.6191 | 17.7541 | 17.8941 | 18.0493 | 18.21 | 18.3768 | 18.5496 | 18.7294
HULL SOUTH | CREYKE BECK | NPgY | NG FES - Consumer Evolution | Total CHP capacity (MW) | BSP | 1.201 | 1.507 | 2.1163 | 2.2243 | 2.3448 | 2.4617 | 2.5502 | 2.6401 | 2.7362 | 2.9118 | 3.0534 | 3.1934 | 3.3341 | 3.5688 | 3.746 | 3.9246 | 4.1039 | 4.3784 | 4.5897 | 4.7963 | 5.0046 | 5.2178 | 5.4413 | 5.6669 | 5.9153 | 6.167 | 6.4252 | 6.6944 | 6.9735 | 7.2825 | 7.6026 | 7.9349 | 8.2793 | 8.6375
HULL WEST | CREYKE BECK | NPgY | NG FES - Consumer Evolution | Total CHP capacity (MW) | BSP | 3.8604 | 3.9946 | 4.2617 | 4.309 | 4.3619 | 4.4131 | 4.4519 | 4.4913 | 4.5335 | 4.6105 | 4.6725 | 4.7339 | 4.7956 | 4.8985 | 4.9762 | 5.0545 | 5.1331 | 5.2535 | 5.3461 | 5.4367 | 5.528 | 5.6215 | 5.7194 | 5.8183 | 5.9272 | 6.0376 | 6.1508 | 6.2688 | 6.3912 | 6.5267 | 6.667 | 6.8127 | 6.9637 | 7.1207
HUMBERSTON | GRIMSBY WEST | NPgY | NG FES - Consumer Evolution | Total CHP capacity (MW) | BSP | 0.95054 | 1.0399 | 1.2158 | 1.2475 | 1.2832 | 1.3179 | 1.3443 | 1.3713 | 1.3999 | 1.4525 | 1.4953 | 1.5377 | 1.5802 | 1.6498 | 1.7024 | 1.7553 | 1.8085 | 1.889 | 1.9514 | 2.0115 | 2.0721 | 2.1341 | 2.1991 | 2.2647 | 2.3382 | 2.4127 | 2.489 | 2.5685 | 2.6509 | 2.7432 | 2.8388 | 2.9378 | 3.0403 | 3.1469
HUNNINGLEY | WEST MELTON SECTION 3 | NPgY | NG FES - Consumer Evolution | Total CHP capacity (MW) | BSP | 0.00024727 | 0.085116 | 0.25432 | 0.28427 | 0.31764 | 0.35001 | 0.37447 | 0.39934 | 0.42593 | 0.4745 | 0.51362 | 0.5523 | 0.59117 | 0.65616 | 0.70523 | 0.75468 | 0.80434 | 0.88043 | 0.93897 | 0.99628 | 1.0541 | 1.1132 | 1.1753 | 1.2379 | 1.3067 | 1.3764 | 1.4479 | 1.5225 | 1.5998 | 1.6853 | 1.7738 | 1.8658 | 1.9611 | 2.0602
HUNSHELF | WEST MELTON SECTION 3 | NPgY | NG FES - Consumer Evolution | Total CHP capacity (MW) | BSP | 0.00040614 | 0.097994 | 0.29162 | 0.32612 | 0.36474 | 0.40221 | 0.43065 | 0.45955 | 0.49042 | 0.54688 | 0.59253 | 0.63769 | 0.68306 | 0.75828 | 0.81509 | 0.87231 | 0.92978 | 1.0175 | 1.0851 | 1.1509 | 1.2172 | 1.2852 | 1.3563 | 1.4282 | 1.5078 | 1.5884 | 1.6711 | 1.7572 | 1.8465 | 1.9458 | 2.0486 | 2.1553 | 2.2658 | 2.3807
IMMINGHAM | GRIMSBY WEST | NPgY | NG FES - Consumer Evolution | Total CHP capacity (MW) | BSP | 33.8751 | 33.9488 | 34.0962 | 34.1222 | 34.151 | 34.179 | 34.2 | 34.2214 | 34.2443 | 34.2862 | 34.3197 | 34.3529 | 34.3863 | 34.4424 | 34.4848 | 34.5275 | 34.5704 | 34.6363 | 34.687 | 34.7368 | 34.787 | 34.8384 | 34.8923 | 34.9467 | 35.0062 | 35.0664 | 35.1283 | 35.1927 | 35.2596 | 35.3333 | 35.4096 | 35.4889 | 35.5711 | 35.6566
KIRKHAW LANE | FERRYBRIDGE B | NPgY | NG FES - Consumer Evolution | Total CHP capacity (MW) | BSP | 49.2774 | 49.3836 | 49.5952 | 49.6327 | 49.6746 | 49.7152 | 49.7459 | 49.7772 | 49.8106 | 49.8716 | 49.9208 | 49.9694 | 50.0183 | 50.0999 | 50.1615 | 50.2235 | 50.2858 | 50.3811 | 50.4545 | 50.5263 | 50.5986 | 50.6727 | 50.7503 | 50.8286 | 50.9149 | 51.0024 | 51.092 | 51.1856 | 51.2825 | 51.3899 | 51.5011 | 51.6165 | 51.7362 | 51.8607
KIRKSTALL C 2/5 | KIRKSTALL B | NPgY | NG FES - Consumer Evolution | Total CHP capacity (MW) | BSP | 15.0002 | 15.1674 | 15.5026 | 15.5614 | 15.6266 | 15.6898 | 15.7374 | 15.7857 | 15.8375 | 15.9318 | 16.0074 | 16.0822 | 16.1573 | 16.2843 | 16.3801 | 16.4767 | 16.5738 | 16.7232 | 16.8379 | 16.951 | 17.065 | 17.1817 | 17.3041 | 17.4277 | 17.5622 | 17.6986 | 17.8385 | 17.9845 | 18.1359 | 18.3022 | 18.4746 | 18.6537 | 18.8395 | 19.0329
KIRKSTALL C/RING ROAD HORSFORTH | KIRKSTALL B | NPgY | NG FES - Consumer Evolution | Total CHP capacity (MW) | BSP | 0.00092291 | 0.25472 | 0.75899 | 0.84865 | 0.94887 | 1.0461 | 1.1198 | 1.1947 | 1.2747 | 1.4211 | 1.5392 | 1.6561 | 1.7735 | 1.9687 | 2.1161 | 2.2646 | 2.4138 | 2.6416 | 2.8172 | 2.9884 | 3.161 | 3.3378 | 3.523 | 3.7099 | 3.9164 | 4.1257 | 4.3403 | 4.5641 | 4.796 | 5.0534 | 5.3199 | 5.5965 | 5.8831 | 6.1812
LEEDS EAST | SKELTON GRANGE | NPgY | NG FES - Consumer Evolution | Total CHP capacity (MW) | BSP | 4.6158 | 4.8408 | 5.2885 | 5.368 | 5.4567 | 5.5428 | 5.608 | 5.6742 | 5.7451 | 5.8745 | 5.9789 | 6.0822 | 6.186 | 6.3588 | 6.4893 | 6.6208 | 6.7529 | 6.9548 | 7.1104 | 7.2622 | 7.4154 | 7.5722 | 7.7365 | 7.9023 | 8.0852 | 8.2706 | 8.4606 | 8.6588 | 8.8643 | 9.092 | 9.3278 | 9.5726 | 9.8263 | 10.0901
LEEDS NORTH | SKELTON GRANGE | NPgY | NG FES - Consumer Evolution | Total CHP capacity (MW) | BSP | 2.0007 | 2.2617 | 2.783 | 2.875 | 2.9775 | 3.0769 | 3.1519 | 3.2281 | 3.3097 | 3.4586 | 3.5783 | 3.6968 | 3.8158 | 4.0153 | 4.166 | 4.3178 | 4.4702 | 4.7041 | 4.884 | 5.0603 | 5.2382 | 5.4203 | 5.6111 | 5.8038 | 6.015 | 6.2292 | 6.4488 | 6.6778 | 6.9154 | 7.1775 | 7.4492 | 7.7312 | 8.0237 | 8.3279
LINDLEY | ELLAND | NPgY | NG FES - Consumer Evolution | Total CHP capacity (MW) | BSP | 3.3263 | 3.569 | 4.048 | 4.134 | 4.2306 | 4.3244 | 4.3959 | 4.4685 | 4.546 | 4.688 | 4.8032 | 4.9172 | 5.0317 | 5.22 | 5.3622 | 5.5054 | 5.6492 | 5.8676 | 6.0365 | 6.1999 | 6.3647 | 6.5333 | 6.71 | 6.8883 | 7.0873 | 7.2889 | 7.4955 | 7.7108 | 7.9339 | 8.1833 | 8.4413 | 8.7089 | 8.986 | 9.274
LOW ROAD | SKELTON GRANGE | NPgY | NG FES - Consumer Evolution | Total CHP capacity (MW) | BSP | 0.00038667 | 0.25344 | 0.76082 | 0.84995 | 0.94872 | 1.0445 | 1.1165 | 1.1897 | 1.2681 | 1.4111 | 1.5257 | 1.639 | 1.7529 | 1.9452 | 2.0904 | 2.2367 | 2.3837 | 2.61 | 2.7837 | 2.9548 | 3.1275 | 3.3043 | 3.4895 | 3.6766 | 3.8804 | 4.0869 | 4.2988 | 4.52 | 4.7493 | 5.0013 | 5.2624 | 5.5337 | 5.8152 | 6.1081
MALLARD WAY | WEST MELTON / THORPE MARSH | NPgY | NG FES - Consumer Evolution | Total CHP capacity (MW) | BSP | 2.4814 | 2.6048 | 2.8507 | 2.8943 | 2.9428 | 2.9899 | 3.0255 | 3.0616 | 3.1003 | 3.171 | 3.2279 | 3.2842 | 3.3407 | 3.4353 | 3.5066 | 3.5785 | 3.6508 | 3.7614 | 3.8465 | 3.9299 | 4.0139 | 4.0999 | 4.1901 | 4.2811 | 4.3811 | 4.4825 | 4.5865 | 4.695 | 4.8074 | 4.9318 | 5.0606 | 5.1944 | 5.333 | 5.4772
MENSTON | BRADFORD WEST | NPgY | NG FES - Consumer Evolution | Total CHP capacity (MW) | BSP | 4.5606 | 4.7236 | 5.0478 | 5.1054 | 5.1697 | 5.2322 | 5.2795 | 5.3276 | 5.379 | 5.4729 | 5.5487 | 5.6237 | 5.6991 | 5.8245 | 5.9192 | 6.0145 | 6.1103 | 6.2567 | 6.3695 | 6.4795 | 6.5904 | 6.704 | 6.823 | 6.9431 | 7.0757 | 7.2102 | 7.348 | 7.4917 | 7.6406 | 7.8059 | 7.977 | 8.1546 | 8.3387 | 8.5301
MOSS ROAD | GRIMSBY WEST | NPgY | NG FES - Consumer Evolution | Total CHP capacity (MW) | BSP | 0.00040696 | 0.13795 | 0.41216 | 0.4607 | 0.51478 | 0.56725 | 0.6069 | 0.64721 | 0.69031 | 0.76904 | 0.83245 | 0.89515 | 0.95816 | 1.0635 | 1.143 | 1.2232 | 1.3037 | 1.427 | 1.5219 | 1.6148 | 1.7084 | 1.8043 | 1.9048 | 2.0063 | 2.1178 | 2.2308 | 2.3467 | 2.4676 | 2.5929 | 2.7314 | 2.875 | 3.024 | 3.1785 | 3.3392
OSGODBY 1/2 | DRAX | NPgY | NG FES - Consumer Evolution | Total CHP capacity (MW) | BSP | 0 | 0 | 0 | 0 | 0 | 0 | 0 | 0 | 0 | 0 | 0 | 0 | 0 | 0 | 0 | 0 | 0 | 0 | 0 | 0 | 0 | 0 | 0 | 0 | 0 | 0 | 0 | 0 | 0 | 0 | 0 | 0 | 0 | 0
OSGODBY 3/4 | DRAX | NPgY | NG FES - Consumer Evolution | Total CHP capacity (MW) | BSP | 8.0753 | 8.2203 | 8.5099 | 8.561 | 8.6178 | 8.6729 | 8.7145 | 8.7567 | 8.8019 | 8.8844 | 8.9507 | 9.0163 | 9.0822 | 9.1928 | 9.2764 | 9.3605 | 9.4451 | 9.5749 | 9.6747 | 9.7726 | 9.8714 | 9.9725 | 10.0785 | 10.1855 | 10.3026 | 10.4214 | 10.5432 | 10.6702 | 10.802 | 10.9473 | 11.0978 | 11.2542 | 11.4163 | 11.585
RODLEY | SKELTON GRANGE | NPgY | NG FES - Consumer Evolution | Total CHP capacity (MW) | BSP | 0.00097833 | 0.22564 | 0.67098 | 0.75042 | 0.83942 | 0.9258 | 0.99141 | 1.0581 | 1.1293 | 1.2595 | 1.3649 | 1.4692 | 1.5739 | 1.7473 | 1.8782 | 2.0101 | 2.1426 | 2.3445 | 2.5003 | 2.6518 | 2.8045 | 2.9608 | 3.1246 | 3.29 | 3.4733 | 3.6591 | 3.8496 | 4.0482 | 4.254 | 4.483 | 4.7201 | 4.966 | 5.2209 | 5.4858
SAINT ANDREWS ROAD 132/33KV | SKELTON GRANGE | NPgY | NG FES - Consumer Evolution | Total CHP capacity (MW) | BSP | 19.9509 | 20.1738 | 20.6162 | 20.695 | 20.7832 | 20.8687 | 20.9337 | 20.9996 | 21.0701 | 21.199 | 21.3032 | 21.4063 | 21.5099 | 21.6816 | 21.8114 | 21.942 | 22.0732 | 22.2735 | 22.4279 | 22.5782 | 22.7298 | 22.885 | 23.0476 | 23.2117 | 23.3934 | 23.5775 | 23.7663 | 23.9631 | 24.167 | 24.3937 | 24.6284 | 24.872 | 25.1243 | 25.3867
SALTEND 132/33KV | SALTEND NORTH | NPgY | NG FES - Consumer Evolution | Total CHP capacity (MW) | BSP | 11.05 | 11.0518 | 11.0555 | 11.0561 | 11.0568 | 11.0575 | 11.058 | 11.0585 | 11.0591 | 11.0601 | 11.0609 | 11.0617 | 11.0625 | 11.0639 | 11.0649 | 11.066 | 11.067 | 11.0687 | 11.0699 | 11.0711 | 11.0724 | 11.0737 | 11.075 | 11.0763 | 11.0778 | 11.0793 | 11.0808 | 11.0824 | 11.084 | 11.0858 | 11.0877 | 11.0896 | 11.0916 | 11.0937
SANTON | KEADBY | NPgY | NG FES - Consumer Evolution | Total CHP capacity (MW) | BSP | 0.32039 | 0.46559 | 0.75533 | 0.80656 | 0.86358 | 0.9189 | 0.96067 | 1.0031 | 1.0485 | 1.1315 | 1.1982 | 1.2642 | 1.3305 | 1.4416 | 1.5255 | 1.61 | 1.6948 | 1.825 | 1.925 | 2.0231 | 2.122 | 2.2233 | 2.3294 | 2.4366 | 2.5541 | 2.6733 | 2.7955 | 2.923 | 3.0552 | 3.2012 | 3.3525 | 3.5095 | 3.6723 | 3.8417
SCUNTHORPE NORTH | KEADBY | NPgY | NG FES - Consumer Evolution | Total CHP capacity (MW) | BSP | 0.00019451 | 0.13218 | 0.39682 | 0.44331 | 0.49482 | 0.54476 | 0.58232 | 0.62051 | 0.6614 | 0.73597 | 0.79573 | 0.85481 | 0.91418 | 1.0145 | 1.0902 | 1.1665 | 1.2432 | 1.3612 | 1.4518 | 1.5411 | 1.6311 | 1.7233 | 1.82 | 1.9175 | 2.0238 | 2.1315 | 2.242 | 2.3574 | 2.477 | 2.6084 | 2.7446 | 2.8861 | 3.0329 | 3.1856
SCUNTHORPE SOUTH | KEADBY | NPgY | NG FES - Consumer Evolution | Total CHP capacity (MW) | BSP | 0.00026329 | 0.074891 | 0.22317 | 0.24953 | 0.279 | 0.30758 | 0.32924 | 0.35126 | 0.37479 | 0.4178 | 0.45252 | 0.48687 | 0.52139 | 0.57877 | 0.62211 | 0.66576 | 0.70961 | 0.77659 | 0.82821 | 0.87855 | 0.92931 | 0.98128 | 1.0357 | 1.0907 | 1.1514 | 1.2129 | 1.276 | 1.3418 | 1.41 | 1.4856 | 1.564 | 1.6453 | 1.7296 | 1.8172
SILSDEN | BRADFORD WEST | NPgY | NG FES - Consumer Evolution | Total CHP capacity (MW) | BSP | 1.1915 | 1.5399 | 2.2314 | 2.3546 | 2.4925 | 2.6263 | 2.7279 | 2.831 | 2.9413 | 3.1429 | 3.3059 | 3.4671 | 3.6291 | 3.8977 | 4.1006 | 4.3049 | 4.5101 | 4.8232 | 5.0647 | 5.2997 | 5.5366 | 5.7793 | 6.0334 | 6.29 | 6.5741 | 6.862 | 7.1572 | 7.4649 | 7.7838 | 8.1384 | 8.5054 | 8.8863 | 9.281 | 9.6913
SOWERBY BRIDGE 132/33KV | ELLAND | NPgY | NG FES - Consumer Evolution | Total CHP capacity (MW) | BSP | 0.0014666 | 0.24464 | 0.72374 | 0.80992 | 0.90704 | 1.0013 | 1.0733 | 1.1465 | 1.2245 | 1.3674 | 1.4836 | 1.5986 | 1.7142 | 1.9034 | 2.0463 | 2.1903 | 2.3348 | 2.554 | 2.7236 | 2.8872 | 3.0522 | 3.2211 | 3.398 | 3.5766 | 3.7765 | 3.9791 | 4.1867 | 4.4029 | 4.6269 | 4.878 | 5.1377 | 5.4069 | 5.6857 | 5.9753
STAYGATE | SKELTON GRANGE | NPgY | NG FES - Consumer Evolution | Total CHP capacity (MW) | BSP | 9.5009 | 9.6908 | 10.0665 | 10.1337 | 10.209 | 10.2822 | 10.3378 | 10.3944 | 10.4547 | 10.5652 | 10.6547 | 10.7432 | 10.8322 | 10.979 | 11.0899 | 11.2016 | 11.3138 | 11.4846 | 11.6164 | 11.7443 | 11.8733 | 12.0054 | 12.1437 | 12.2834 | 12.4386 | 12.5959 | 12.7572 | 12.9253 | 13.0994 | 13.2936 | 13.4945 | 13.703 | 13.919 | 14.1434
THORNHILL 132KV | ELLAND | NPgY | NG FES - Consumer Evolution | Total CHP capacity (MW) | BSP | 55.1011 | 55.4464 | 56.1339 | 56.2558 | 56.3918 | 56.5237 | 56.6236 | 56.725 | 56.8335 | 57.0317 | 57.1914 | 57.3494 | 57.5082 | 57.773 | 57.9731 | 58.1746 | 58.3769 | 58.6867 | 58.9251 | 59.1582 | 59.3932 | 59.6339 | 59.886 | 60.1406 | 60.4209 | 60.705 | 60.9964 | 61.3002 | 61.6151 | 61.9638 | 62.325 | 62.7 | 63.0886 | 63.4928
WAKEFIELD MONCKTON ROAD | WEST MELTON SECTION 3 | NPgY | NG FES - Consumer Evolution | Total CHP capacity (MW) | BSP | 0.4154 | 0.61752 | 1.0221 | 1.0933 | 1.1724 | 1.2491 | 1.3068 | 1.3655 | 1.4284 | 1.5431 | 1.6351 | 1.7261 | 1.8176 | 1.9716 | 2.0879 | 2.205 | 2.3227 | 2.5037 | 2.6426 | 2.7792 | 2.917 | 3.0582 | 3.2061 | 3.3554 | 3.5185 | 3.6838 | 3.8534 | 4.0304 | 4.2139 | 4.4159 | 4.6252 | 4.8427 | 5.0682 | 5.3029
WAKEFIELD NORTH | SKELTON GRANGE | NPgY | NG FES - Consumer Evolution | Total CHP capacity (MW) | BSP | 0.00068401 | 0.18087 | 0.5388 | 0.60247 | 0.67365 | 0.74272 | 0.79508 | 0.8483 | 0.90516 | 1.0091 | 1.0931 | 1.1762 | 1.2596 | 1.3983 | 1.503 | 1.6085 | 1.7144 | 1.8762 | 2.0009 | 2.1224 | 2.245 | 2.3705 | 2.5019 | 2.6347 | 2.7813 | 2.93 | 3.0824 | 3.2413 | 3.406 | 3.5889 | 3.7782 | 3.9748 | 4.1784 | 4.3901
WEST MELTON | WEST MELTON SECTION 3 | NPgY | NG FES - Consumer Evolution | Total CHP capacity (MW) | BSP | 0.0012552 | 0.30978 | 0.92204 | 1.0311 | 1.1531 | 1.2716 | 1.3614 | 1.4527 | 1.5503 | 1.7287 | 1.8729 | 2.0156 | 2.159 | 2.3967 | 2.5762 | 2.7571 | 2.9387 | 3.2158 | 3.4296 | 3.6376 | 3.8474 | 4.0622 | 4.2872 | 4.5144 | 4.7659 | 5.0207 | 5.282 | 5.5543 | 5.8366 | 6.1503 | 6.4752 | 6.8123 | 7.1616 | 7.5247
WHINMOOR | FERRYBRIDGE B | NPgY | NG FES - Consumer Evolution | Total CHP capacity (MW) | BSP | 0.00063028 | 0.16081 | 0.47872 | 0.53533 | 0.59867 | 0.66014 | 0.70677 | 0.75416 | 0.80478 | 0.89736 | 0.9722 | 1.0462 | 1.1206 | 1.244 | 1.3372 | 1.431 | 1.5253 | 1.6692 | 1.7801 | 1.8881 | 1.997 | 2.1085 | 2.2254 | 2.3433 | 2.4738 | 2.6061 | 2.7417 | 2.8831 | 3.0296 | 3.1924 | 3.361 | 3.5359 | 3.7172 | 3.9056
WOLD NEWTON | KEADBY | NPgY | NG FES - Consumer Evolution | Total CHP capacity (MW) | BSP | 0.00049272 | 0.23449 | 0.70262 | 0.7851 | 0.8767 | 0.96553 | 1.0325 | 1.1005 | 1.1733 | 1.3062 | 1.4129 | 1.5185 | 1.6245 | 1.8029 | 1.9376 | 2.0733 | 2.2096 | 2.4191 | 2.58 | 2.7382 | 2.8977 | 3.061 | 3.2322 | 3.4051 | 3.594 | 3.7855 | 3.9819 | 4.1868 | 4.3994 | 4.6334 | 4.876 | 5.1279 | 5.3892 | 5.6611
YARBOROUGH ROAD 132/33KV | GRIMSBY WEST | NPgY | NG FES - Consumer Evolution | Total CHP capacity (MW) | BSP | 36.3804 | 36.5034 | 36.7478 | 36.7913 | 36.8398 | 36.8869 | 36.9226 | 36.9589 | 36.9977 | 37.0686 | 37.1258 | 37.1825 | 37.2393 | 37.3339 | 37.4054 | 37.4773 | 37.5496 | 37.66 | 37.745 | 37.828 | 37.9117 | 37.9973 | 38.0871 | 38.1777 | 38.2777 | 38.3791 | 38.4831 | 38.5915 | 38.7039 | 38.8286 | 38.9577 | 39.0917 | 39.2306 | 39.375

## CE_other generation capacity
Bulk Supply Point Name | Grid Supply Point Connected to | Licence area | Scenario name | Output parameter_Unit | Substation Type in Forecasting Model | 2017 | 2018 | 2019 | 2020 | 2021 | 2022 | 2023 | 2024 | 2025 | 2026 | 2027 | 2028 | 2029 | 2030 | 2031 | 2032 | 2033 | 2034 | 2035 | 2036 | 2037 | 2038 | 2039 | 2040 | 2041 | 2042 | 2043 | 2044 | 2045 | 2046 | 2047 | 2048 | 2049 | 2050
ANNFIELD | STELLA SOUTH | NPgN | NG FES - Consumer Evolution | Total other generation capacity (MW) | BSP | bar: 2017 to 2050
BARRACK ROAD | STELLA NORTH | NPgN | NG FES - Consumer Evolution | Total other generation capacity (MW) | BSP | 4.575 | 4.575 | 4.575 | 4.575 | 4.575 | 4.575 | 4.575 | 4.575 | 4.575 | 4.575 | 4.575 | 4.575 | 4.575 | 4.575 | 4.575 | 4.575 | 4.575 | 4.575 | 4.575 | 4.575 | 4.575 | 4.575 | 4.575 | 4.575 | 4.575 | 4.575 | 4.575 | 4.575 | 4.575 | 4.575 | 4.575 | 4.575 | 4.575 | 4.575
BLUCHER | STELLA NORTH | NPgN | NG FES - Consumer Evolution | Total other generation capacity (MW) | BSP | 0 | 0 | 0 | 0 | 0 | 0 | 0 | 0 | 0 | 0 | 0 | 0 | 0 | 0 | 0 | 0 | 0 | 0 | 0 | 0 | 0 | 0 | 0 | 0 | 0 | 0 | 0 | 0 | 0 | 0 | 0 | 0 | 0 | 0
BOWESFIELD | NORTON | NPgN | NG FES - Consumer Evolution | Total other generation capacity (MW) | BSP | 0 | 0 | 0 | 0 | 0 | 0 | 0 | 0 | 0 | 0 | 0 | 0 | 0 | 0 | 0 | 0 | 0 | 0 | 0 | 0 | 0 | 0 | 0 | 0 | 0 | 0 | 0 | 0 | 0 | 0 | 0 | 0 | 0 | 0
CHIRTON GRANGE | TYNEMOUTH | NPgN | NG FES - Consumer Evolution | Total other generation capacity (MW) | BSP | 1.188 | 1.188 | 1.188 | 1.188 | 1.188 | 1.188 | 1.188 | 1.188 | 1.188 | 1.188 | 1.188 | 1.188 | 1.188 | 1.188 | 1.188 | 1.188 | 1.188 | 1.188 | 1.188 | 1.188 | 1.188 | 1.188 | 1.188 | 1.188 | 1.188 | 1.188 | 1.188 | 1.188 | 1.188 | 1.188 | 1.188 | 1.188 | 1.188 | 1.188
COALBURNS | STELLA SOUTH | NPgN | NG FES - Consumer Evolution | Total other generation capacity (MW) | BSP | 2.5 | 2.5 | 2.5 | 2.5 | 2.5 | 2.5 | 2.5 | 2.5 | 2.5 | 2.5 | 2.5 | 2.5 | 2.5 | 2.5 | 2.5 | 2.5 | 2.5 | 2.5 | 2.5 | 2.5 | 2.5 | 2.5 | 2.5 | 2.5 | 2.5 | 2.5 | 2.5 | 2.5 | 2.5 | 2.5 | 2.5 | 2.5 | 2.5 | 2.5
DARLINGTON CENTRAL | NORTON | NPgN | NG FES - Consumer Evolution | Total other generation capacity (MW) | BSP | 0 | 0 | 0 | 0 | 0 | 0 | 0 | 0 | 0 | 0 | 0 | 0 | 0 | 0 | 0 | 0 | 0 | 0 | 0 | 0 | 0 | 0 | 0 | 0 | 0 | 0 | 0 | 0 | 0 | 0 | 0 | 0 | 0 | 0
DARLINGTON NORTH | NORTON | NPgN | NG FES - Consumer Evolution | Total other generation capacity (MW) | BSP | 12.179 | 13.129 | 13.129 | 13.129 | 13.129 | 13.129 | 13.129 | 13.129 | 13.129 | 13.129 | 13.129 | 13.129 | 13.129 | 13.129 | 13.129 | 13.129 | 13.129 | 13.129 | 13.129 | 13.129 | 13.129 | 13.129 | 13.129 | 13.129 | 13.129 | 13.129 | 13.129 | 13.129 | 13.129 | 13.129 | 13.129 | 13.129 | 13.129 | 13.129
DUNSTON | STELLA NORTH | NPgN | NG FES - Consumer Evolution | Total other generation capacity (MW) | BSP | 10.175 | 10.175 | 10.175 | 10.175 | 10.175 | 10.175 | 10.175 | 10.175 | 10.175 | 10.175 | 10.175 | 10.175 | 10.175 | 10.175 | 10.175 | 10.175 | 10.175 | 10.175 | 10.175 | 10.175 | 10.175 | 10.175 | 10.175 | 10.175 | 10.175 | 10.175 | 10.175 | 10.175 | 10.175 | 10.175 | 10.175 | 10.175 | 10.175 | 10.175
FLATWORTH | TYNEMOUTH | NPgN | NG FES - Consumer Evolution | Total other generation capacity (MW) | BSP | 28.576 | 28.576 | 28.576 | 28.576 | 28.576 | 28.576 | 28.576 | 28.576 | 28.576 | 28.576 | 28.576 | 28.576 | 28.576 | 28.576 | 28.576 | 28.576 | 28.576 | 28.576 | 28.576 | 28.576 | 28.576 | 28.576 | 28.576 | 28.576 | 28.576 | 28.576 | 28.576 | 28.576 | 28.576 | 28.576 | 28.576 | 28.576 | 28.576 | 28.576
GOSFORTH | TYNEMOUTH | NPgN | NG FES - Consumer Evolution | Total other generation capacity (MW) | BSP | 6.555 | 6.555 | 6.555 | 6.555 | 6.555 | 6.555 | 6.555 | 6.555 | 6.555 | 6.555 | 6.555 | 6.555 | 6.555 | 6.555 | 6.555 | 6.555 | 6.555 | 6.555 | 6.555 | 6.555 | 6.555 | 6.555 | 6.555 | 6.555 | 6.555 | 6.555 | 6.555 | 6.555 | 6.555 | 6.555 | 6.555 | 6.555 | 6.555 | 6.555
HARROGATE 132/33KV | KNARESBOROUGH | NPgN | NG FES - Consumer Evolution | Total other generation capacity (MW) | BSP | 0 | 0 | 0 | 0 | 0 | 0 | 0 | 0 | 0 | 0 | 0 | 0 | 0 | 0 | 0 | 0 | 0 | 0 | 0 | 0 | 0 | 0 | 0 | 0 | 0 | 0 | 0 | 0 | 0 | 0 | 0 | 0 | 0 | 0
HUSTHWAITE | KNARESBOROUGH | NPgN | NG FES - Consumer Evolution | Total other generation capacity (MW) | BSP | 2.475 | 2.475 | 2.475 | 2.475 | 2.475 | 2.475 | 2.475 | 2.475 | 2.475 | 2.475 | 2.475 | 2.475 | 2.475 | 2.475 | 2.475 | 2.475 | 2.475 | 2.475 | 2.475 | 2.475 | 2.475 | 2.475 | 2.475 | 2.475 | 2.475 | 2.475 | 2.475 | 2.475 | 2.475 | 2.475 | 2.475 | 2.475 | 2.475 | 2.475
LEEMING BAR_SKEEBY | NORTON | NPgN | NG FES - Consumer Evolution | Total other generation capacity (MW) | BSP | 1.425 | 1.425 | 1.425 | 1.425 | 1.425 | 1.425 | 1.425 | 1.425 | 1.425 | 1.425 | 1.425 | 1.425 | 1.425 | 1.425 | 1.425 | 1.425 | 1.425 | 1.425 | 1.425 | 1.425 | 1.425 | 1.425 | 1.425 | 1.425 | 1.425 | 1.425 | 1.425 | 1.425 | 1.425 | 1.425 | 1.425 | 1.425 | 1.425 | 1.425
LINTON | BLYTH 132kV | NPgN | NG FES - Consumer Evolution | Total other generation capacity (MW) | BSP | 0 | 0 | 0 | 0 | 0 | 0 | 0 | 0 | 0 | 0 | 0 | 0 | 0 | 0 | 0 | 0 | 0 | 0 | 0 | 0 | 0 | 0 | 0 | 0 | 0 | 0 | 0 | 0 | 0 | 0 | 0 | 0 | 0 | 0
MALTON GRID | OSBALDWICK | NPgN | NG FES - Consumer Evolution | Total other generation capacity (MW) | BSP | 0.861 | 0.861 | 0.861 | 0.861 | 0.861 | 0.861 | 0.861 | 0.861 | 0.861 | 0.861 | 0.861 | 0.861 | 0.861 | 0.861 | 0.861 | 0.861 | 0.861 | 0.861 | 0.861 | 0.861 | 0.861 | 0.861 | 0.861 | 0.861 | 0.861 | 0.861 | 0.861 | 0.861 | 0.861 | 0.861 | 0.861 | 0.861 | 0.861 | 0.861
MELROSEGATE | OSBALDWICK | NPgN | NG FES - Consumer Evolution | Total other generation capacity (MW) | BSP | 8.55 | 8.55 | 8.55 | 8.55 | 8.55 | 8.55 | 8.55 | 8.55 | 8.55 | 8.55 | 8.55 | 8.55 | 8.55 | 8.55 | 8.55 | 8.55 | 8.55 | 8.55 | 8.55 | 8.55 | 8.55 | 8.55 | 8.55 | 8.55 | 8.55 | 8.55 | 8.55 | 8.55 | 8.55 | 8.55 | 8.55 | 8.55 | 8.55 | 8.55
NORTH TEES | NORTON | NPgN | NG FES - Consumer Evolution | Total other generation capacity (MW) | BSP | 70.543 | 70.543 | 70.543 | 70.543 | 70.543 | 70.543 | 70.543 | 70.543 | 70.543 | 70.543 | 70.543 | 70.543 | 70.543 | 70.543 | 70.543 | 70.543 | 70.543 | 70.543 | 70.543 | 70.543 | 70.543 | 70.543 | 70.543 | 70.543 | 70.543 | 70.543 | 70.543 | 70.543 | 70.543 | 70.543 | 70.543 | 70.543 | 70.543 | 70.543
POTTER HOUSE | SPENNYMOOR | NPgN | NG FES - Consumer Evolution | Total other generation capacity (MW) | BSP | 0 | 0 | 0 | 0 | 0 | 0 | 0 | 0 | 0 | 0 | 0 | 0 | 0 | 0 | 0 | 0 | 0 | 0 | 0 | 0 | 0 | 0 | 0 | 0 | 0 | 0 | 0 | 0 | 0 | 0 | 0 | 0 | 0 | 0
RAVENSWORTH | STELLA SOUTH | NPgN | NG FES - Consumer Evolution | Total other generation capacity (MW) | BSP | 3.99 | 3.99 | 3.99 | 3.99 | 3.99 | 3.99 | 3.99 | 3.99 | 3.99 | 3.99 | 3.99 | 3.99 | 3.99 | 3.99 | 3.99 | 3.99 | 3.99 | 3.99 | 3.99 | 3.99 | 3.99 | 3.99 | 3.99 | 3.99 | 3.99 | 3.99 | 3.99 | 3.99 | 3.99 | 3.99 | 3.99 | 3.99 | 3.99 | 3.99
SCARBOROUGH GRID | OSBALDWICK | NPgN | NG FES - Consumer Evolution | Total other generation capacity (MW) | BSP | 1.5 | 1.5 | 1.5 | 1.5 | 1.5 | 1.5 | 1.5 | 1.5 | 1.5 | 1.5 | 1.5 | 1.5 | 1.5 | 1.5 | 1.5 | 1.5 | 1.5 | 1.5 | 1.5 | 1.5 | 1.5 | 1.5 | 1.5 | 1.5 | 1.5 | 1.5 | 1.5 | 1.5 | 1.5 | 1.5 | 1.5 | 1.5 | 1.5 | 1.5
SEAL SANDS | SALTHOLME | NPgN | NG FES - Consumer Evolution | Total other generation capacity (MW) | BSP | 48.905 | 48.905 | 48.905 | 48.905 | 48.905 | 48.905 | 48.905 | 48.905 | 48.905 | 48.905 | 48.905 | 48.905 | 48.905 | 48.905 | 48.905 | 48.905 | 48.905 | 48.905 | 48.905 | 48.905 | 48.905 | 48.905 | 48.905 | 48.905 | 48.905 | 48.905 | 48.905 | 48.905 | 48.905 | 48.905 | 48.905 | 48.905 | 48.905 | 48.905
SPADEADAM 33KV | SPADEADAM | NPgN | NG FES - Consumer Evolution | Total other generation capacity (MW) | BSP | 0 | 0 | 0 | 0 | 0 | 0 | 0 | 0 | 0 | 0 | 0 | 0 | 0 | 0 | 0 | 0 | 0 | 0 | 0 | 0 | 0 | 0 | 0 | 0 | 0 | 0 | 0 | 0 | 0 | 0 | 0 | 0 | 0 | 0
SPENNYMOOR 132/66KV | SPENNYMOOR | NPgN | NG FES - Consumer Evolution | Total other generation capacity (MW) | BSP | 23.008 | 23.008 | 23.008 | 23.008 | 23.008 | 23.008 | 23.008 | 23.008 | 23.008 | 23.008 | 23.008 | 23.008 | 23.008 | 23.008 | 23.008 | 23.008 | 23.008 | 23.008 | 23.008 | 23.008 | 23.008 | 23.008 | 23.008 | 23.008 | 23.008 | 23.008 | 23.008 | 23.008 | 23.008 | 23.008 | 23.008 | 23.008 | 23.008 | 23.008
TORONTO | SPENNYMOOR | NPgN | NG FES - Consumer Evolution | Total other generation capacity (MW) | BSP | 4.076 | 4.076 | 4.076 | 4.076 | 4.076 | 4.076 | 4.076 | 4.076 | 4.076 | 4.076 | 4.076 | 4.076 | 4.076 | 4.076 | 4.076 | 4.076 | 4.076 | 4.076 | 4.076 | 4.076 | 4.076 | 4.076 | 4.076 | 4.076 | 4.076 | 4.076 | 4.076 | 4.076 | 4.076 | 4.076 | 4.076 | 4.076 | 4.076 | 4.076
WORMALD GREEN 132/33KV | KNARESBOROUGH | NPgN | NG FES - Consumer Evolution | Total other generation capacity (MW) | BSP | 32.525 | 32.525 | 32.525 | 32.525 | 32.525 | 32.525 | 32.525 | 32.525 | 32.525 | 32.525 | 32.525 | 32.525 | 32.525 | 32.525 | 32.525 | 32.525 | 32.525 | 32.525 | 32.525 | 32.525 | 32.525 | 32.525 | 32.525 | 32.525 | 32.525 | 32.525 | 32.525 | 32.525 | 32.525 | 32.525 | 32.525 | 32.525 | 32.525 | 32.525
ATTERCLIFFE | WEST MELTON / THORPE MARSH | NPgY | NG FES - Consumer Evolution | Total other generation capacity (MW) | BSP | 20.405 | 20.405 | 20.405 | 20.405 | 20.405 | 20.405 | 20.405 | 20.405 | 20.405 | 20.405 | 20.405 | 20.405 | 20.405 | 20.405 | 20.405 | 20.405 | 20.405 | 20.405 | 20.405 | 20.405 | 20.405 | 20.405 | 20.405 | 20.405 | 20.405 | 20.405 | 20.405 | 20.405 | 20.405 | 20.405 | 20.405 | 20.405 | 20.405 | 20.405
BARUGH 132/66KV | WEST MELTON SECTION 3 | NPgY | NG FES - Consumer Evolution | Total other generation capacity (MW) | BSP | 9.88 | 9.88 | 9.88 | 9.88 | 9.88 | 9.88 | 9.88 | 9.88 | 9.88 | 9.88 | 9.88 | 9.88 | 9.88 | 9.88 | 9.88 | 9.88 | 9.88 | 9.88 | 9.88 | 9.88 | 9.88 | 9.88 | 9.88 | 9.88 | 9.88 | 9.88 | 9.88 | 9.88 | 9.88 | 9.88 | 9.88 | 9.88 | 9.88 | 9.88
BEESTON ROYDS 132/33KV | KIRKSTALL B | NPgY | NG FES - Consumer Evolution | Total other generation capacity (MW) | BSP | 4.955 | 4.955 | 4.955 | 4.955 | 4.955 | 4.955 | 4.955 | 4.955 | 4.955 | 4.955 | 4.955 | 4.955 | 4.955 | 4.955 | 4.955 | 4.955 | 4.955 | 4.955 | 4.955 | 4.955 | 4.955 | 4.955 | 4.955 | 4.955 | 4.955 | 4.955 | 4.955 | 4.955 | 4.955 | 4.955 | 4.955 | 4.955 | 4.955 | 4.955
BEVERLEY 132/33KV | CREYKE BECK | NPgY | NG FES - Consumer Evolution | Total other generation capacity (MW) | BSP | 9.833 | 9.833 | 9.833 | 9.833 | 9.833 | 9.833 | 9.833 | 9.833 | 9.833 | 9.833 | 9.833 | 9.833 | 9.833 | 9.833 | 9.833 | 9.833 | 9.833 | 9.833 | 9.833 | 9.833 | 9.833 | 9.833 | 9.833 | 9.833 | 9.833 | 9.833 | 9.833 | 9.833 | 9.833 | 9.833 | 9.833 | 9.833 | 9.833 | 9.833
BINGLEY 132/33KV | BRADFORD WEST | NPgY | NG FES - Consumer Evolution | Total other generation capacity (MW) | BSP | 0.475 | 0.475 | 0.475 | 0.475 | 0.475 | 0.475 | 0.475 | 0.475 | 0.475 | 0.475 | 0.475 | 0.475 | 0.475 | 0.475 | 0.475 | 0.475 | 0.475 | 0.475 | 0.475 | 0.475 | 0.475 | 0.475 | 0.475 | 0.475 | 0.475 | 0.475 | 0.475 | 0.475 | 0.475 | 0.475 | 0.475 | 0.475 | 0.475 | 0.475
BLACKBURN MEADOWS B | WEST MELTON / THORPE MARSH | NPgY | NG FES - Consumer Evolution | Total other generation capacity (MW) | BSP | 35.3 | 35.3 | 35.3 | 35.3 | 35.3 | 35.3 | 35.3 | 35.3 | 35.3 | 35.3 | 35.3 | 35.3 | 35.3 | 35.3 | 35.3 | 35.3 | 35.3 | 35.3 | 35.3 | 35.3 | 35.3 | 35.3 | 35.3 | 35.3 | 35.3 | 35.3 | 35.3 | 35.3 | 35.3 | 35.3 | 35.3 | 35.3 | 35.3 | 35.3
BLYTON | KEADBY | NPgY | NG FES - Consumer Evolution | Total other generation capacity (MW) | BSP | 8.915 | 8.915 | 8.915 | 8.915 | 8.915 | 8.915 | 8.915 | 8.915 | 8.915 | 8.915 | 8.915 | 8.915 | 8.915 | 8.915 | 8.915 | 8.915 | 8.915 | 8.915 | 8.915 | 8.915 | 8.915 | 8.915 | 8.915 | 8.915 | 8.915 | 8.915 | 8.915 | 8.915 | 8.915 | 8.915 | 8.915 | 8.915 | 8.915 | 8.915
BRADFORD | BRADFORD WEST | NPgY | NG FES - Consumer Evolution | Total other generation capacity (MW) | BSP | 0 | 0 | 0 | 0 | 0 | 0 | 0 | 0 | 0 | 0 | 0 | 0 | 0 | 0 | 0 | 0 | 0 | 0 | 0 | 0 | 0 | 0 | 0 | 0 | 0 | 0 | 0 | 0 | 0 | 0 | 0 | 0 | 0 | 0
BRAMHAM | FERRYBRIDGE B | NPgY | NG FES - Consumer Evolution | Total other generation capacity (MW) | BSP | 6.825 | 6.825 | 6.825 | 6.825 | 6.825 | 6.825 | 6.825 | 6.825 | 6.825 | 6.825 | 6.825 | 6.825 | 6.825 | 6.825 | 6.825 | 6.825 | 6.825 | 6.825 | 6.825 | 6.825 | 6.825 | 6.825 | 6.825 | 6.825 | 6.825 | 6.825 | 6.825 | 6.825 | 6.825 | 6.825 | 6.825 | 6.825 | 6.825 | 6.825
BRANSHOLME | CREYKE BECK | NPgY | NG FES - Consumer Evolution | Total other generation capacity (MW) | BSP | 23.75 | 23.75 | 23.75 | 23.75 | 23.75 | 23.75 | 23.75 | 23.75 | 23.75 | 23.75 | 23.75 | 23.75 | 23.75 | 23.75 | 23.75 | 23.75 | 23.75 | 23.75 | 23.75 | 23.75 | 23.75 | 23.75 | 23.75 | 23.75 | 23.75 | 23.75 | 23.75 | 23.75 | 23.75 | 23.75 | 23.75 | 23.75 | 23.75 | 23.75
BRIGHOUSE 132/33KV | ELLAND | NPgY | NG FES - Consumer Evolution | Total other generation capacity (MW) | BSP | 1.52 | 1.52 | 1.52 | 1.52 | 1.52 | 1.52 | 1.52 | 1.52 | 1.52 | 1.52 | 1.52 | 1.52 | 1.52 | 1.52 | 1.52 | 1.52 | 1.52 | 1.52 | 1.52 | 1.52 | 1.52 | 1.52 | 1.52 | 1.52 | 1.52 | 1.52 | 1.52 | 1.52 | 1.52 | 1.52 | 1.52 | 1.52 | 1.52 | 1.52
DONCASTER B/THORPE MARSH | WEST MELTON / THORPE MARSH | NPgY | NG FES - Consumer Evolution | Total other generation capacity (MW) | BSP | 44.906 | 46.901 | 46.901 | 46.901 | 46.901 | 46.901 | 46.901 | 46.901 | 46.901 | 46.901 | 46.901 | 46.901 | 46.901 | 46.901 | 46.901 | 46.901 | 46.901 | 46.901 | 46.901 | 46.901 | 46.901 | 46.901 | 46.901 | 46.901 | 46.901 | 46.901 | 46.901 | 46.901 | 46.901 | 46.901 | 46.901 | 46.901 | 46.901 | 46.901
DONCASTER CENTRAL | WEST MELTON / THORPE MARSH | NPgY | NG FES - Consumer Evolution | Total other generation capacity (MW) | BSP | 0 | 0 | 0 | 0 | 0 | 0 | 0 | 0 | 0 | 0 | 0 | 0 | 0 | 0 | 0 | 0 | 0 | 0 | 0 | 0 | 0 | 0 | 0 | 0 | 0 | 0 | 0 | 0 | 0 | 0 | 0 | 0 | 0 | 0
DRIFFIELD/BEVERLEY GROUP | CREYKE BECK | NPgY | NG FES - Consumer Evolution | Total other generation capacity (MW) | BSP | 29.996 | 29.996 | 29.996 | 29.996 | 29.996 | 29.996 | 29.996 | 29.996 | 29.996 | 29.996 | 29.996 | 29.996 | 29.996 | 29.996 | 29.996 | 29.996 | 29.996 | 29.996 | 29.996 | 29.996 | 29.996 | 29.996 | 29.996 | 29.996 | 29.996 | 29.996 | 29.996 | 29.996 | 29.996 | 29.996 | 29.996 | 29.996 | 29.996 | 29.996
FEATHERSTONE | FERRYBRIDGE B | NPgY | NG FES - Consumer Evolution | Total other generation capacity (MW) | BSP | 32.486 | 32.486 | 32.486 | 32.486 | 32.486 | 32.486 | 32.486 | 32.486 | 32.486 | 32.486 | 32.486 | 32.486 | 32.486 | 32.486 | 32.486 | 32.486 | 32.486 | 32.486 | 32.486 | 32.486 | 32.486 | 32.486 | 32.486 | 32.486 | 32.486 | 32.486 | 32.486 | 32.486 | 32.486 | 32.486 | 32.486 | 32.486 | 32.486 | 32.486
GIRLINGTON | BRADFORD WEST | NPgY | NG FES - Consumer Evolution | Total other generation capacity (MW) | BSP | 11.744 | 11.744 | 11.744 | 11.744 | 11.744 | 11.744 | 11.744 | 11.744 | 11.744 | 11.744 | 11.744 | 11.744 | 11.744 | 11.744 | 11.744 | 11.744 | 11.744 | 11.744 | 11.744 | 11.744 | 11.744 | 11.744 | 11.744 | 11.744 | 11.744 | 11.744 | 11.744 | 11.744 | 11.744 | 11.744 | 11.744 | 11.744 | 11.744 | 11.744
HALIFAX 132/33KV | ELLAND | NPgY | NG FES - Consumer Evolution | Total other generation capacity (MW) | BSP | 0 | 0 | 0 | 0 | 0 | 0 | 0 | 0 | 0 | 0 | 0 | 0 | 0 | 0 | 0 | 0 | 0 | 0 | 0 | 0 | 0 | 0 | 0 | 0 | 0 | 0 | 0 | 0 | 0 | 0 | 0 | 0 | 0 | 0
HECKMONDWIKE | SKELTON GRANGE | NPgY | NG FES - Consumer Evolution | Total other generation capacity (MW) | BSP | 1.303 | 1.303 | 1.303 | 1.303 | 1.303 | 1.303 | 1.303 | 1.303 | 1.303 | 1.303 | 1.303 | 1.303 | 1.303 | 1.303 | 1.303 | 1.303 | 1.303 | 1.303 | 1.303 | 1.303 | 1.303 | 1.303 | 1.303 | 1.303 | 1.303 | 1.303 | 1.303 | 1.303 | 1.303 | 1.303 | 1.303 | 1.303 | 1.303 | 1.303
HOLMFIELD | BRADFORD WEST | NPgY | NG FES - Consumer Evolution | Total other generation capacity (MW) | BSP | 0 | 0 | 0 | 0 | 0 | 0 | 0 | 0 | 0 | 0 | 0 | 0 | 0 | 0 | 0 | 0 | 0 | 0 | 0 | 0 | 0 | 0 | 0 | 0 | 0 | 0 | 0 | 0 | 0 | 0 | 0 | 0 | 0 | 0
HULL EAST 132/33KV | SALTEND NORTH | NPgY | NG FES - Consumer Evolution | Total other generation capacity (MW) | BSP | 27.1 | 27.1 | 27.1 | 27.1 | 27.1 | 27.1 | 27.1 | 27.1 | 27.1 | 27.1 | 27.1 | 27.1 | 27.1 | 27.1 | 27.1 | 27.1 | 27.1 | 27.1 | 27.1 | 27.1 | 27.1 | 27.1 | 27.1 | 27.1 | 27.1 | 27.1 | 27.1 | 27.1 | 27.1 | 27.1 | 27.1 | 27.1 | 27.1 | 27.1
HULL SOUTH | CREYKE BECK | NPgY | NG FES - Consumer Evolution | Total other generation capacity (MW) | BSP | 0 | 0 | 0 | 0 | 0 | 0 | 0 | 0 | 0 | 0 | 0 | 0 | 0 | 0 | 0 | 0 | 0 | 0 | 0 | 0 | 0 | 0 | 0 | 0 | 0 | 0 | 0 | 0 | 0 | 0 | 0 | 0 | 0 | 0
HULL WEST | CREYKE BECK | NPgY | NG FES - Consumer Evolution | Total other generation capacity (MW) | BSP | 15.217 | 15.217 | 15.217 | 15.217 | 15.217 | 15.217 | 15.217 | 15.217 | 15.217 | 15.217 | 15.217 | 15.217 | 15.217 | 15.217 | 15.217 | 15.217 | 15.217 | 15.217 | 15.217 | 15.217 | 15.217 | 15.217 | 15.217 | 15.217 | 15.217 | 15.217 | 15.217 | 15.217 | 15.217 | 15.217 | 15.217 | 15.217 | 15.217 | 15.217
HUMBERSTON | GRIMSBY WEST | NPgY | NG FES - Consumer Evolution | Total other generation capacity (MW) | BSP | 0 | 0 | 0 | 0 | 0 | 0 | 0 | 0 | 0 | 0 | 0 | 0 | 0 | 0 | 0 | 0 | 0 | 0 | 0 | 0 | 0 | 0 | 0 | 0 | 0 | 0 | 0 | 0 | 0 | 0 | 0 | 0 | 0 | 0
HUNNINGLEY | WEST MELTON SECTION 3 | NPgY | NG FES - Consumer Evolution | Total other generation capacity (MW) | BSP | 0 | 0 | 0 | 0 | 0 | 0 | 0 | 0 | 0 | 0 | 0 | 0 | 0 | 0 | 0 | 0 | 0 | 0 | 0 | 0 | 0 | 0 | 0 | 0 | 0 | 0 | 0 | 0 | 0 | 0 | 0 | 0 | 0 | 0
HUNSHELF | WEST MELTON SECTION 3 | NPgY | NG FES - Consumer Evolution | Total other generation capacity (MW) | BSP | 0.775 | 0.775 | 0.775 | 0.775 | 0.775 | 0.775 | 0.775 | 0.775 | 0.775 | 0.775 | 0.775 | 0.775 | 0.775 | 0.775 | 0.775 | 0.775 | 0.775 | 0.775 | 0.775 | 0.775 | 0.775 | 0.775 | 0.775 | 0.775 | 0.775 | 0.775 | 0.775 | 0.775 | 0.775 | 0.775 | 0.775 | 0.775 | 0.775 | 0.775
IMMINGHAM | GRIMSBY WEST | NPgY | NG FES - Consumer Evolution | Total other generation capacity (MW) | BSP | 52.314 | 52.314 | 52.314 | 52.314 | 52.314 | 52.314 | 52.314 | 52.314 | 52.314 | 52.314 | 52.314 | 52.314 | 52.314 | 52.314 | 52.314 | 52.314 | 52.314 | 52.314 | 52.314 | 52.314 | 52.314 | 52.314 | 52.314 | 52.314 | 52.314 | 52.314 | 52.314 | 52.314 | 52.314 | 52.314 | 52.314 | 52.314 | 52.314 | 52.314
KIRKHAW LANE | FERRYBRIDGE B | NPgY | NG FES - Consumer Evolution | Total other generation capacity (MW) | BSP | 7.475 | 7.475 | 7.475 | 7.475 | 7.475 | 7.475 | 7.475 | 7.475 | 7.475 | 7.475 | 7.475 | 7.475 | 7.475 | 7.475 | 7.475 | 7.475 | 7.475 | 7.475 | 7.475 | 7.475 | 7.475 | 7.475 | 7.475 | 7.475 | 7.475 | 7.475 | 7.475 | 7.475 | 7.475 | 7.475 | 7.475 | 7.475 | 7.475 | 7.475
KIRKSTALL C 2/5 | KIRKSTALL B | NPgY | NG FES - Consumer Evolution | Total other generation capacity (MW) | BSP | 0 | 0 | 0 | 0 | 0 | 0 | 0 | 0 | 0 | 0 | 0 | 0 | 0 | 0 | 0 | 0 | 0 | 0 | 0 | 0 | 0 | 0 | 0 | 0 | 0 | 0 | 0 | 0 | 0 | 0 | 0 | 0 | 0 | 0
KIRKSTALL C/RING ROAD HORSFORTH | KIRKSTALL B | NPgY | NG FES - Consumer Evolution | Total other generation capacity (MW) | BSP | 0.713 | 0.713 | 0.713 | 0.713 | 0.713 | 0.713 | 0.713 | 0.713 | 0.713 | 0.713 | 0.713 | 0.713 | 0.713 | 0.713 | 0.713 | 0.713 | 0.713 | 0.713 | 0.713 | 0.713 | 0.713 | 0.713 | 0.713 | 0.713 | 0.713 | 0.713 | 0.713 | 0.713 | 0.713 | 0.713 | 0.713 | 0.713 | 0.713 | 0.713
LEEDS EAST | SKELTON GRANGE | NPgY | NG FES - Consumer Evolution | Total other generation capacity (MW) | BSP | 15 | 15 | 15 | 15 | 15 | 15 | 15 | 15 | 15 | 15 | 15 | 15 | 15 | 15 | 15 | 15 | 15 | 15 | 15 | 15 | 15 | 15 | 15 | 15 | 15 | 15 | 15 | 15 | 15 | 15 | 15 | 15 | 15 | 15
LEEDS NORTH | SKELTON GRANGE | NPgY | NG FES - Consumer Evolution | Total other generation capacity (MW) | BSP | 1.9 | 1.9 | 1.9 | 1.9 | 1.9 | 1.9 | 1.9 | 1.9 | 1.9 | 1.9 | 1.9 | 1.9 | 1.9 | 1.9 | 1.9 | 1.9 | 1.9 | 1.9 | 1.9 | 1.9 | 1.9 | 1.9 | 1.9 | 1.9 | 1.9 | 1.9 | 1.9 | 1.9 | 1.9 | 1.9 | 1.9 | 1.9 | 1.9 | 1.9
LINDLEY | ELLAND | NPgY | NG FES - Consumer Evolution | Total other generation capacity (MW) | BSP | 2.76 | 2.76 | 2.76 | 2.76 | 2.76 | 2.76 | 2.76 | 2.76 | 2.76 | 2.76 | 2.76 | 2.76 | 2.76 | 2.76 | 2.76 | 2.76 | 2.76 | 2.76 | 2.76 | 2.76 | 2.76 | 2.76 | 2.76 | 2.76 | 2.76 | 2.76 | 2.76 | 2.76 | 2.76 | 2.76 | 2.76 | 2.76 | 2.76 | 2.76
LOW ROAD | SKELTON GRANGE | NPgY | NG FES - Consumer Evolution | Total other generation capacity (MW) | BSP | 0 | 0 | 0 | 0 | 0 | 0 | 0 | 0 | 0 | 0 | 0 | 0 | 0 | 0 | 0 | 0 | 0 | 0 | 0 | 0 | 0 | 0 | 0 | 0 | 0 | 0 | 0 | 0 | 0 | 0 | 0 | 0 | 0 | 0
MALLARD WAY | WEST MELTON / THORPE MARSH | NPgY | NG FES - Consumer Evolution | Total other generation capacity (MW) | BSP | 0 | 0 | 0 | 0 | 0 | 0 | 0 | 0 | 0 | 0 | 0 | 0 | 0 | 0 | 0 | 0 | 0 | 0 | 0 | 0 | 0 | 0 | 0 | 0 | 0 | 0 | 0 | 0 | 0 | 0 | 0 | 0 | 0 | 0
MENSTON | BRADFORD WEST | NPgY | NG FES - Consumer Evolution | Total other generation capacity (MW) | BSP | 0.798 | 0.798 | 0.798 | 0.798 | 0.798 | 0.798 | 0.798 | 0.798 | 0.798 | 0.798 | 0.798 | 0.798 | 0.798 | 0.798 | 0.798 | 0.798 | 0.798 | 0.798 | 0.798 | 0.798 | 0.798 | 0.798 | 0.798 | 0.798 | 0.798 | 0.798 | 0.798 | 0.798 | 0.798 | 0.798 | 0.798 | 0.798 | 0.798 | 0.798
MOSS ROAD | GRIMSBY WEST | NPgY | NG FES - Consumer Evolution | Total other generation capacity (MW) | BSP | 0 | 0 | 0 | 0 | 0 | 0 | 0 | 0 | 0 | 0 | 0 | 0 | 0 | 0 | 0 | 0 | 0 | 0 | 0 | 0 | 0 | 0 | 0 | 0 | 0 | 0 | 0 | 0 | 0 | 0 | 0 | 0 | 0 | 0
OSGODBY 1/2 | DRAX | NPgY | NG FES - Consumer Evolution | Total other generation capacity (MW) | BSP | 24 | 24 | 24 | 24 | 24 | 24 | 24 | 24 | 24 | 24 | 24 | 24 | 24 | 24 | 24 | 24 | 24 | 24 | 24 | 24 | 24 | 24 | 24 | 24 | 24 | 24 | 24 | 24 | 24 | 24 | 24 | 24 | 24 | 24
OSGODBY 3/4 | DRAX | NPgY | NG FES - Consumer Evolution | Total other generation capacity (MW) | BSP | 16.311 | 16.311 | 16.311 | 16.311 | 16.311 | 16.311 | 16.311 | 16.311 | 16.311 | 16.311 | 16.311 | 16.311 | 16.311 | 16.311 | 16.311 | 16.311 | 16.311 | 16.311 | 16.311 | 16.311 | 16.311 | 16.311 | 16.311 | 16.311 | 16.311 | 16.311 | 16.311 | 16.311 | 16.311 | 16.311 | 16.311 | 16.311 | 16.311 | 16.311
RODLEY | SKELTON GRANGE | NPgY | NG FES - Consumer Evolution | Total other generation capacity (MW) | BSP | 0.426 | 0.426 | 0.426 | 0.426 | 0.426 | 0.426 | 0.426 | 0.426 | 0.426 | 0.426 | 0.426 | 0.426 | 0.426 | 0.426 | 0.426 | 0.426 | 0.426 | 0.426 | 0.426 | 0.426 | 0.426 | 0.426 | 0.426 | 0.426 | 0.426 | 0.426 | 0.426 | 0.426 | 0.426 | 0.426 | 0.426 | 0.426 | 0.426 | 0.426
SAINT ANDREWS ROAD 132/33KV | SKELTON GRANGE | NPgY | NG FES - Consumer Evolution | Total other generation capacity (MW) | BSP | 10.6 | 10.6 | 10.6 | 10.6 | 10.6 | 10.6 | 10.6 | 10.6 | 10.6 | 10.6 | 10.6 | 10.6 | 10.6 | 10.6 | 10.6 | 10.6 | 10.6 | 10.6 | 10.6 | 10.6 | 10.6 | 10.6 | 10.6 | 10.6 | 10.6 | 10.6 | 10.6 | 10.6 | 10.6 | 10.6 | 10.6 | 10.6 | 10.6 | 10.6
SALTEND 132/33KV | SALTEND NORTH | NPgY | NG FES - Consumer Evolution | Total other generation capacity (MW) | BSP | 0 | 0 | 0 | 0 | 0 | 0 | 0 | 0 | 0 | 0 | 0 | 0 | 0 | 0 | 0 | 0 | 0 | 0 | 0 | 0 | 0 | 0 | 0 | 0 | 0 | 0 | 0 | 0 | 0 | 0 | 0 | 0 | 0 | 0
SANTON | KEADBY | NPgY | NG FES - Consumer Evolution | Total other generation capacity (MW) | BSP | 54.351 | 54.351 | 54.351 | 54.351 | 54.351 | 54.351 | 54.351 | 54.351 | 54.351 | 54.351 | 54.351 | 54.351 | 54.351 | 54.351 | 54.351 | 54.351 | 54.351 | 54.351 | 54.351 | 54.351 | 54.351 | 54.351 | 54.351 | 54.351 | 54.351 | 54.351 | 54.351 | 54.351 | 54.351 | 54.351 | 54.351 | 54.351 | 54.351 | 54.351
SCUNTHORPE NORTH | KEADBY | NPgY | NG FES - Consumer Evolution | Total other generation capacity (MW) | BSP | 36.91 | 36.91 | 36.91 | 36.91 | 36.91 | 36.91 | 36.91 | 36.91 | 36.91 | 36.91 | 36.91 | 36.91 | 36.91 | 36.91 | 36.91 | 36.91 | 36.91 | 36.91 | 36.91 | 36.91 | 36.91 | 36.91 | 36.91 | 36.91 | 36.91 | 36.91 | 36.91 | 36.91 | 36.91 | 36.91 | 36.91 | 36.91 | 36.91 | 36.91
SCUNTHORPE SOUTH | KEADBY | NPgY | NG FES - Consumer Evolution | Total other generation capacity (MW) | BSP | 0 | 0 | 0 | 0 | 0 | 0 | 0 | 0 | 0 | 0 | 0 | 0 | 0 | 0 | 0 | 0 | 0 | 0 | 0 | 0 | 0 | 0 | 0 | 0 | 0 | 0 | 0 | 0 | 0 | 0 | 0 | 0 | 0 | 0
SILSDEN | BRADFORD WEST | NPgY | NG FES - Consumer Evolution | Total other generation capacity (MW) | BSP | 1.449 | 1.449 | 1.449 | 1.449 | 1.449 | 1.449 | 1.449 | 1.449 | 1.449 | 1.449 | 1.449 | 1.449 | 1.449 | 1.449 | 1.449 | 1.449 | 1.449 | 1.449 | 1.449 | 1.449 | 1.449 | 1.449 | 1.449 | 1.449 | 1.449 | 1.449 | 1.449 | 1.449 | 1.449 | 1.449 | 1.449 | 1.449 | 1.449 | 1.449
SOWERBY BRIDGE 132/33KV | ELLAND | NPgY | NG FES - Consumer Evolution | Total other generation capacity (MW) | BSP | 0.931 | 0.931 | 0.931 | 0.931 | 0.931 | 0.931 | 0.931 | 0.931 | 0.931 | 0.931 | 0.931 | 0.931 | 0.931 | 0.931 | 0.931 | 0.931 | 0.931 | 0.931 | 0.931 | 0.931 | 0.931 | 0.931 | 0.931 | 0.931 | 0.931 | 0.931 | 0.931 | 0.931 | 0.931 | 0.931 | 0.931 | 0.931 | 0.931 | 0.931
STAYGATE | SKELTON GRANGE | NPgY | NG FES - Consumer Evolution | Total other generation capacity (MW) | BSP | 0.7 | 0.7 | 0.7 | 0.7 | 0.7 | 0.7 | 0.7 | 0.7 | 0.7 | 0.7 | 0.7 | 0.7 | 0.7 | 0.7 | 0.7 | 0.7 | 0.7 | 0.7 | 0.7 | 0.7 | 0.7 | 0.7 | 0.7 | 0.7 | 0.7 | 0.7 | 0.7 | 0.7 | 0.7 | 0.7 | 0.7 | 0.7 | 0.7 | 0.7
THORNHILL 132KV | ELLAND | NPgY | NG FES - Consumer Evolution | Total other generation capacity (MW) | BSP | 1.5 | 1.5 | 1.5 | 1.5 | 1.5 | 1.5 | 1.5 | 1.5 | 1.5 | 1.5 | 1.5 | 1.5 | 1.5 | 1.5 | 1.5 | 1.5 | 1.5 | 1.5 | 1.5 | 1.5 | 1.5 | 1.5 | 1.5 | 1.5 | 1.5 | 1.5 | 1.5 | 1.5 | 1.5 | 1.5 | 1.5 | 1.5 | 1.5 | 1.5
WAKEFIELD MONCKTON ROAD | WEST MELTON SECTION 3 | NPgY | NG FES - Consumer Evolution | Total other generation capacity (MW) | BSP | 19 | 19 | 19 | 19 | 19 | 19 | 19 | 19 | 19 | 19 | 19 | 19 | 19 | 19 | 19 | 19 | 19 | 19 | 19 | 19 | 19 | 19 | 19 | 19 | 19 | 19 | 19 | 19 | 19 | 19 | 19 | 19 | 19 | 19
WAKEFIELD NORTH | SKELTON GRANGE | NPgY | NG FES - Consumer Evolution | Total other generation capacity (MW) | BSP | 10.591 | 10.591 | 10.591 | 10.591 | 10.591 | 10.591 | 10.591 | 10.591 | 10.591 | 10.591 | 10.591 | 10.591 | 10.591 | 10.591 | 10.591 | 10.591 | 10.591 | 10.591 | 10.591 | 10.591 | 10.591 | 10.591 | 10.591 | 10.591 | 10.591 | 10.591 | 10.591 | 10.591 | 10.591 | 10.591 | 10.591 | 10.591 | 10.591 | 10.591
WEST MELTON | WEST MELTON SECTION 3 | NPgY | NG FES - Consumer Evolution | Total other generation capacity (MW) | BSP | 15.52 | 23.52 | 23.52 | 23.52 | 23.52 | 23.52 | 23.52 | 23.52 | 23.52 | 23.52 | 23.52 | 23.52 | 23.52 | 23.52 | 23.52 | 23.52 | 23.52 | 23.52 | 23.52 | 23.52 | 23.52 | 23.52 | 23.52 | 23.52 | 23.52 | 23.52 | 23.52 | 23.52 | 23.52 | 23.52 | 23.52 | 23.52 | 23.52 | 23.52
WHINMOOR | FERRYBRIDGE B | NPgY | NG FES - Consumer Evolution | Total other generation capacity (MW) | BSP | 2.26 | 2.26 | 2.26 | 2.26 | 2.26 | 2.26 | 2.26 | 2.26 | 2.26 | 2.26 | 2.26 | 2.26 | 2.26 | 2.26 | 2.26 | 2.26 | 2.26 | 2.26 | 2.26 | 2.26 | 2.26 | 2.26 | 2.26 | 2.26 | 2.26 | 2.26 | 2.26 | 2.26 | 2.26 | 2.26 | 2.26 | 2.26 | 2.26 | 2.26
WOLD NEWTON | KEADBY | NPgY | NG FES - Consumer Evolution | Total other generation capacity (MW) | BSP | 1.568 | 1.568 | 1.568 | 1.568 | 1.568 | 1.568 | 1.568 | 1.568 | 1.568 | 1.568 | 1.568 | 1.568 | 1.568 | 1.568 | 1.568 | 1.568 | 1.568 | 1.568 | 1.568 | 1.568 | 1.568 | 1.568 | 1.568 | 1.568 | 1.568 | 1.568 | 1.568 | 1.568 | 1.568 | 1.568 | 1.568 | 1.568 | 1.568 | 1.568
YARBOROUGH ROAD 132/33KV | GRIMSBY WEST | NPgY | NG FES - Consumer Evolution | Total other generation capacity (MW) | BSP | 0 | 0 | 0 | 0 | 0 | 0 | 0 | 0 | 0 | 0 | 0 | 0 | 0 | 0 | 0 | 0 | 0 | 0 | 0 | 0 | 0 | 0 | 0 | 0 | 0 | 0 | 0 | 0 | 0 | 0 | 0 | 0 | 0 | 0

## CE_storage capacity
Bulk Supply Point Name | Grid Supply Point Connected to | Licence area | Scenario name | Output parameter_Unit | Substation Type in Forecasting Model | 2017 | 2018 | 2019 | 2020 | 2021 | 2022 | 2023 | 2024 | 2025 | 2026 | 2027 | 2028 | 2029 | 2030 | 2031 | 2032 | 2033 | 2034 | 2035 | 2036 | 2037 | 2038 | 2039 | 2040 | 2041 | 2042 | 2043 | 2044 | 2045 | 2046 | 2047 | 2048 | 2049 | 2050
ANNFIELD | STELLA SOUTH | NPgN | NG FES - Consumer Evolution | Total storage capacity (MW) | BSP | 0.011433 | 0.46554 | 0.47323 | 0.48137 | 1.0403 | 1.0687 | 1.0974 | 1.1258 | 1.1543 | 1.1821 | 1.8268 | 2.1733 | 2.226 | 2.5161 | 3.1169 | 3.2714 | 3.4761 | 3.5452 | 4.6871 | 4.7008 | 4.7008 | 4.7637 | 4.9829 | 5.1429 | 5.9589 | 6.6481 | 7.5944 | 8.5509 | 8.5509 | 8.8663 | 8.9937 | 9.0544 | 9.6488 | 9.77
BARRACK ROAD | STELLA NORTH | NPgN | NG FES - Consumer Evolution | Total storage capacity (MW) | BSP | 0.0041252 | 0.35509 | 0.3608 | 0.36685 | 0.8859 | 0.90704 | 0.9283 | 0.94945 | 0.9706 | 0.99129 | 1.6038 | 1.9297 | 1.9688 | 2.2471 | 2.8537 | 2.9685 | 3.1205 | 3.1831 | 4.3702 | 4.3831 | 4.3831 | 4.4687 | 4.5477 | 4.6055 | 5.0912 | 5.733 | 6.5524 | 7.3379 | 7.3379 | 7.4517 | 7.5381 | 7.56 | 7.7744 | 7.8182
BLUCHER | STELLA NORTH | NPgN | NG FES - Consumer Evolution | Total storage capacity (MW) | BSP | 0.0094441 | 0.33688 | 0.34184 | 0.34709 | 0.87646 | 0.89482 | 0.91328 | 0.93165 | 0.95001 | 0.96798 | 1.5811 | 1.9037 | 1.9376 | 2.2023 | 2.7743 | 2.8739 | 3.0061 | 3.0677 | 4.1312 | 4.1436 | 4.1436 | 4.208 | 4.3891 | 4.5213 | 5.2249 | 5.8614 | 6.7223 | 7.5784 | 7.5784 | 7.839 | 7.9499 | 8.0001 | 8.4911 | 8.5912
BOWESFIELD | NORTON | NPgN | NG FES - Consumer Evolution | Total storage capacity (MW) | BSP | 0.014549 | 0.50626 | 0.51477 | 0.52379 | 1.1159 | 1.1474 | 1.1791 | 1.2106 | 1.2421 | 1.273 | 1.9598 | 2.3303 | 2.3886 | 2.7026 | 3.3547 | 3.5257 | 3.7525 | 3.8266 | 5.0853 | 5.1002 | 5.1002 | 5.1741 | 5.453 | 5.6567 | 6.647 | 7.441 | 8.5376 | 9.6358 | 9.6358 | 10.0372 | 10.1873 | 10.2645 | 11.0209 | 11.1752
CHIRTON GRANGE | TYNEMOUTH | NPgN | NG FES - Consumer Evolution | Total storage capacity (MW) | BSP | 0.0095617 | 0.3174 | 0.31959 | 0.32192 | 0.72353 | 0.73166 | 0.73983 | 0.74796 | 0.75609 | 0.76405 | 1.2332 | 1.4751 | 1.4901 | 1.6849 | 2.123 | 2.1672 | 2.2259 | 2.2701 | 3.0729 | 3.0819 | 3.0819 | 3.1355 | 3.3189 | 3.4527 | 4.0974 | 4.6198 | 5.3358 | 6.0376 | 6.0376 | 6.3014 | 6.3974 | 6.4481 | 6.9453 | 7.0467
COALBURNS | STELLA SOUTH | NPgN | NG FES - Consumer Evolution | Total storage capacity (MW) | BSP | 0.0064949 | 0.36957 | 0.37553 | 0.38185 | 0.82626 | 0.84834 | 0.87054 | 0.89263 | 0.91471 | 0.93632 | 1.447 | 1.7208 | 1.7616 | 1.9879 | 2.4532 | 2.5731 | 2.7319 | 2.7865 | 3.6596 | 3.6704 | 3.6704 | 3.7147 | 3.8393 | 3.9302 | 4.4493 | 4.9386 | 5.6021 | 6.2815 | 6.2815 | 6.4607 | 6.5467 | 6.5811 | 6.9188 | 6.9877
DARLINGTON CENTRAL | NORTON | NPgN | NG FES - Consumer Evolution | Total storage capacity (MW) | BSP | 0.005081 | 0.34324 | 0.34981 | 0.35677 | 0.81601 | 0.84035 | 0.86482 | 0.88915 | 0.91349 | 0.93731 | 1.4707 | 1.7587 | 1.8037 | 2.0487 | 2.559 | 2.6911 | 2.8661 | 2.9236 | 3.9136 | 3.9251 | 3.9251 | 3.985 | 4.0824 | 4.1535 | 4.6353 | 5.1744 | 5.8832 | 6.589 | 6.589 | 6.7292 | 6.8124 | 6.8394 | 7.1035 | 7.1574
DARLINGTON NORTH | NORTON | NPgN | NG FES - Consumer Evolution | Total storage capacity (MW) | BSP | 2.5082 | 2.876 | 2.8815 | 2.8873 | 3.3905 | 3.4109 | 3.4314 | 3.4517 | 3.4721 | 3.492 | 4.0744 | 4.3829 | 4.4206 | 4.6742 | 5.2115 | 5.3221 | 5.4686 | 5.5285 | 6.5336 | 6.5455 | 6.5455 | 6.603 | 6.7604 | 6.8753 | 7.5069 | 8.0911 | 8.8812 | 9.6756 | 9.6756 | 9.902 | 10.0036 | 10.0472 | 10.4739 | 10.561
DUNSTON | STELLA NORTH | NPgN | NG FES - Consumer Evolution | Total storage capacity (MW) | BSP | 0.012673 | 0.72591 | 0.73531 | 0.74526 | 1.8132 | 1.848 | 1.8829 | 1.9177 | 1.9525 | 1.9865 | 3.2362 | 3.8921 | 3.9565 | 4.496 | 5.6735 | 5.8623 | 6.1124 | 6.2364 | 8.4557 | 8.4808 | 8.4808 | 8.6258 | 8.8688 | 9.0462 | 10.1859 | 11.4287 | 13.0615 | 14.665 | 14.665 | 15.0147 | 15.206 | 15.2732 | 15.9321 | 16.0665
FLATWORTH | TYNEMOUTH | NPgN | NG FES - Consumer Evolution | Total storage capacity (MW) | BSP | 0.0050166 | 0.22053 | 0.22174 | 0.22302 | 0.55731 | 0.56179 | 0.56629 | 0.57077 | 0.57524 | 0.57962 | 0.96839 | 1.1667 | 1.1749 | 1.3293 | 1.6777 | 1.702 | 1.7343 | 1.7699 | 2.3884 | 2.3955 | 2.3955 | 2.4335 | 2.5297 | 2.6 | 2.9869 | 3.3505 | 3.8395 | 4.3252 | 4.3252 | 4.4636 | 4.5254 | 4.552 | 4.8129 | 4.8661
GOSFORTH | TYNEMOUTH | NPgN | NG FES - Consumer Evolution | Total storage capacity (MW) | BSP | 0.0090784 | 0.3462 | 0.35587 | 0.36611 | 0.84934 | 0.88513 | 0.92112 | 0.95692 | 0.99272 | 1.0278 | 1.5901 | 1.9028 | 1.969 | 2.2496 | 2.8195 | 3.0138 | 3.2712 | 3.3366 | 4.4949 | 4.5081 | 4.5081 | 4.582 | 4.756 | 4.8831 | 5.593 | 6.2746 | 7.1865 | 8.0857 | 8.0857 | 8.3362 | 8.4497 | 8.4979 | 8.9699 | 9.0662
HARROGATE 132/33KV | KNARESBOROUGH | NPgN | NG FES - Consumer Evolution | Total storage capacity (MW) | BSP | 0.0081277 | 0.39805 | 0.40731 | 0.41711 | 1.0287 | 1.063 | 1.0974 | 1.1317 | 1.166 | 1.1995 | 1.9102 | 2.2955 | 2.3589 | 2.6896 | 3.3759 | 3.5619 | 3.8084 | 3.8858 | 5.2275 | 5.2431 | 5.2431 | 5.3251 | 5.4809 | 5.5947 | 6.3056 | 7.0551 | 8.0475 | 9.0336 | 9.0336 | 9.2579 | 9.3771 | 9.4203 | 9.8428 | 9.929
HUSTHWAITE | KNARESBOROUGH | NPgN | NG FES - Consumer Evolution | Total storage capacity (MW) | BSP | 0.0040838 | 0.34727 | 0.35534 | 0.36389 | 0.78051 | 0.8104 | 0.84045 | 0.87035 | 0.90024 | 0.92949 | 1.4068 | 1.6705 | 1.7258 | 1.9518 | 2.3944 | 2.5567 | 2.7714 | 2.8269 | 3.6913 | 3.7021 | 3.7021 | 3.7432 | 3.8215 | 3.8787 | 4.2831 | 4.7292 | 5.3241 | 5.9416 | 5.9416 | 6.0543 | 6.1272 | 6.1489 | 6.3612 | 6.4045
LEEMING BAR_SKEEBY | NORTON | NPgN | NG FES - Consumer Evolution | Total storage capacity (MW) | BSP | 0.019971 | 1.109 | 1.1403 | 1.1735 | 2.4787 | 2.5946 | 2.7111 | 2.827 | 2.9429 | 3.0564 | 4.5572 | 5.4063 | 5.6207 | 6.3785 | 7.8359 | 8.465 | 9.298 | 9.4825 | 12.4483 | 12.4847 | 12.4847 | 12.6377 | 13.0206 | 13.3002 | 14.9658 | 16.5999 | 18.8031 | 21.0573 | 21.0573 | 21.6084 | 21.8885 | 21.9945 | 23.0329 | 23.2446
LINTON | BLYTH 132kV | NPgN | NG FES - Consumer Evolution | Total storage capacity (MW) | BSP | 0.010759 | 0.59413 | 0.60323 | 0.61287 | 1.2692 | 1.3029 | 1.3368 | 1.3705 | 1.4042 | 1.4371 | 2.1903 | 2.5949 | 2.6573 | 2.992 | 3.6769 | 3.8598 | 4.1021 | 4.1832 | 5.468 | 5.4839 | 5.4839 | 5.5477 | 5.7539 | 5.9046 | 6.7245 | 7.4587 | 8.4625 | 9.4933 | 9.4933 | 9.7902 | 9.9234 | 9.9806 | 10.5399 | 10.654
MALTON GRID | OSBALDWICK | NPgN | NG FES - Consumer Evolution | Total storage capacity (MW) | BSP | 0.015721 | 0.93309 | 0.95312 | 0.97434 | 1.9133 | 1.9874 | 2.062 | 2.1362 | 2.2103 | 2.2829 | 3.3551 | 3.953 | 4.0903 | 4.6063 | 5.5987 | 6.0013 | 6.5343 | 6.6622 | 8.6129 | 8.6378 | 8.6378 | 8.7244 | 9.0258 | 9.2459 | 10.4623 | 11.549 | 13.0429 | 14.6017 | 14.6017 | 15.0355 | 15.2365 | 15.32 | 16.1373 | 16.304
MELROSEGATE | OSBALDWICK | NPgN | NG FES - Consumer Evolution | Total storage capacity (MW) | BSP | 0.017285 | 0.7884 | 0.80446 | 0.82147 | 1.8356 | 1.895 | 1.9548 | 2.0142 | 2.0737 | 2.1318 | 3.3123 | 3.9543 | 4.0643 | 4.6186 | 5.7652 | 6.0879 | 6.5154 | 6.6452 | 8.9018 | 8.9279 | 8.9279 | 9.0671 | 9.3984 | 9.6404 | 11.0048 | 12.3165 | 14.0746 | 15.8207 | 15.8207 | 16.2976 | 16.5176 | 16.6094 | 17.508 | 17.6913
NORTH TEES | NORTON | NPgN | NG FES - Consumer Evolution | Total storage capacity (MW) | BSP | 0.011587 | 0.6701 | 0.68291 | 0.69649 | 1.5377 | 1.5851 | 1.6328 | 1.6802 | 1.7277 | 1.7741 | 2.7586 | 3.2927 | 3.3805 | 3.8414 | 4.8025 | 5.0599 | 5.401 | 5.5081 | 7.4082 | 7.4299 | 7.4299 | 7.552 | 7.7742 | 7.9364 | 8.9466 | 10.0164 | 11.4289 | 12.8217 | 12.8217 | 13.1414 | 13.3096 | 13.3711 | 13.9735 | 14.0964
POTTER HOUSE | SPENNYMOOR | NPgN | NG FES - Consumer Evolution | Total storage capacity (MW) | BSP | 0.011916 | 0.36897 | 0.37519 | 0.38178 | 0.8204 | 0.84342 | 0.86657 | 0.88959 | 0.91262 | 0.93515 | 1.4491 | 1.7264 | 1.769 | 2.0091 | 2.5178 | 2.6428 | 2.8085 | 2.8636 | 3.866 | 3.8772 | 3.8772 | 3.9445 | 4.173 | 4.3398 | 5.1437 | 5.7951 | 6.6877 | 7.5628 | 7.5628 | 7.8916 | 8.0112 | 8.0744 | 8.694 | 8.8204
RAVENSWORTH | STELLA SOUTH | NPgN | NG FES - Consumer Evolution | Total storage capacity (MW) | BSP | 0.0037585 | 0.3188 | 0.32408 | 0.32967 | 0.7687 | 0.78823 | 0.80787 | 0.82741 | 0.84695 | 0.86607 | 1.3772 | 1.6498 | 1.686 | 1.9123 | 2.389 | 2.495 | 2.6354 | 2.6887 | 3.5978 | 3.6085 | 3.6085 | 3.6626 | 3.7346 | 3.7873 | 4.1873 | 4.6666 | 5.2925 | 5.9188 | 5.9188 | 6.0225 | 6.0941 | 6.114 | 6.3094 | 6.3493
SCARBOROUGH GRID | OSBALDWICK | NPgN | NG FES - Consumer Evolution | Total storage capacity (MW) | BSP | 0.012704 | 1.0112 | 1.0213 | 1.032 | 1.7612 | 1.7986 | 1.8361 | 1.8735 | 1.9109 | 1.9475 | 2.8009 | 3.2602 | 3.3294 | 3.7209 | 4.5431 | 4.746 | 5.015 | 5.106 | 6.7114 | 6.7298 | 6.7298 | 6.8318 | 7.0753 | 7.2532 | 8.2428 | 9.1845 | 10.4473 | 11.6967 | 11.6967 | 12.0472 | 12.2054 | 12.2728 | 12.9333 | 13.068
SEAL SANDS | SALTHOLME | NPgN | NG FES - Consumer Evolution | Total storage capacity (MW) | BSP | 0 | 0.17397 | 0.17421 | 0.17446 | 0.55446 | 0.55534 | 0.55621 | 0.55709 | 0.55796 | 0.55881 | 0.9996 | 1.2208 | 1.2224 | 1.3881 | 1.7696 | 1.7743 | 1.7806 | 1.819 | 2.4716 | 2.4792 | 2.4792 | 2.5175 | 2.5175 | 2.5175 | 2.6788 | 2.9857 | 3.3694 | 3.7532 | 3.7532 | 3.7532 | 3.79 | 3.79 | 3.79 | 3.79
SPADEADAM 33KV | SPADEADAM | NPgN | NG FES - Consumer Evolution | Total storage capacity (MW) | BSP | 0.00017335 | 0.029353 | 0.029484 | 0.029622 | 0.065356 | 0.06584 | 0.066327 | 0.066811 | 0.067295 | 0.067769 | 0.10859 | 0.12934 | 0.13023 | 0.14564 | 0.17934 | 0.18197 | 0.18545 | 0.18921 | 0.24544 | 0.24617 | 0.24617 | 0.24849 | 0.25182 | 0.25424 | 0.27624 | 0.30342 | 0.33942 | 0.3776 | 0.3776 | 0.38239 | 0.38669 | 0.38761 | 0.39663 | 0.39846
SPENNYMOOR 132/66KV | SPENNYMOOR | NPgN | NG FES - Consumer Evolution | Total storage capacity (MW) | BSP | 0.017442 | 0.86127 | 0.87904 | 0.89787 | 2.0171 | 2.0829 | 2.1491 | 2.2149 | 2.2807 | 2.3451 | 3.6363 | 4.3381 | 4.4599 | 5.057 | 6.2754 | 6.6325 | 7.1056 | 7.2482 | 9.605 | 9.6333 | 9.6333 | 9.7632 | 10.0976 | 10.3418 | 11.7386 | 13.0753 | 14.8774 | 16.7 | 16.7 | 17.1813 | 17.4107 | 17.5033 | 18.4102 | 18.5951
TORONTO | SPENNYMOOR | NPgN | NG FES - Consumer Evolution | Total storage capacity (MW) | BSP | 0.0095643 | 0.64687 | 0.65771 | 0.66918 | 1.4619 | 1.502 | 1.5423 | 1.5824 | 1.6225 | 1.6618 | 2.5748 | 3.0652 | 3.1394 | 3.5464 | 4.384 | 4.6018 | 4.8901 | 4.9879 | 6.5708 | 6.5902 | 6.5902 | 6.6731 | 6.8565 | 6.9904 | 7.8282 | 8.6882 | 9.8398 | 11.015 | 11.015 | 11.2789 | 11.4222 | 11.473 | 11.9702 | 12.0717
WORMALD GREEN 132/33KV | KNARESBOROUGH | NPgN | NG FES - Consumer Evolution | Total storage capacity (MW) | BSP | 0.0072726 | 0.5374 | 0.55674 | 0.57724 | 1.1943 | 1.2659 | 1.338 | 1.4096 | 1.4812 | 1.5513 | 2.2586 | 2.6736 | 2.8061 | 3.1944 | 3.9117 | 4.3006 | 4.8151 | 4.9102 | 6.4371 | 6.4558 | 6.4558 | 6.5343 | 6.6737 | 6.7756 | 7.4925 | 8.2923 | 9.3531 | 10.44 | 10.44 | 10.6407 | 10.7686 | 10.8072 | 11.1853 | 11.2624
ATTERCLIFFE | WEST MELTON / THORPE MARSH | NPgY | NG FES - Consumer Evolution | Total storage capacity (MW) | BSP | 0.0065778 | 0.095429 | 0.098369 | 0.12634 | 0.12828 | 0.12828 | 0.12828 | 0.12828 | 0.41804 | 0.54258 | 0.8901 | 0.91049 | 1.4791 | 1.4977 | 1.9061 | 2.2538 | 2.6573 | 3.3525 | 3.8671 | 4.3841 | 4.6347 | 4.7901 | 5.1217 | 5.2316 | 5.6609 | 5.9222 | 6.98 | 7.2928 | 7.302 | 7.7696 | 8.1088 | 8.4195 | 8.7585 | 8.8278
BARUGH 132/66KV | WEST MELTON SECTION 3 | NPgY | NG FES - Consumer Evolution | Total storage capacity (MW) | BSP | 0.011004 | 0.11365 | 0.12079 | 0.1592 | 0.16392 | 0.16392 | 0.16392 | 0.16392 | 0.56358 | 0.72755 | 1.1765 | 1.2206 | 1.9856 | 2.0307 | 2.6092 | 3.1269 | 3.7868 | 4.8439 | 5.6562 | 6.4104 | 6.7761 | 7.0028 | 7.5132 | 7.6931 | 8.3844 | 8.785 | 10.3616 | 10.8362 | 10.8513 | 11.5354 | 11.9984 | 12.4231 | 12.9905 | 13.1066
BEESTON ROYDS 132/33KV | KIRKSTALL B | NPgY | NG FES - Consumer Evolution | Total storage capacity (MW) | BSP | 0.011163 | 0.12507 | 0.13246 | 0.17639 | 0.18129 | 0.18129 | 0.18129 | 0.18129 | 0.63559 | 0.82424 | 1.5232 | 1.5794 | 2.8206 | 2.8673 | 3.7932 | 4.5882 | 5.5767 | 7.1981 | 8.3668 | 9.5233 | 10.0841 | 10.4317 | 11.1061 | 11.3028 | 12.0989 | 12.6349 | 14.915 | 15.5238 | 15.5448 | 16.4835 | 17.212 | 17.8781 | 18.4538 | 18.5716
BEVERLEY 132/33KV | CREYKE BECK | NPgY | NG FES - Consumer Evolution | Total storage capacity (MW) | BSP | 0.018593 | 0.2166 | 0.24292 | 0.31564 | 0.33309 | 0.33309 | 0.33309 | 0.33309 | 1.1238 | 1.4132 | 2.0698 | 2.1928 | 3.2702 | 3.4368 | 4.311 | 5.2283 | 6.5091 | 8.3964 | 10.1306 | 11.4663 | 12.114 | 12.5155 | 13.4025 | 13.7087 | 14.8915 | 15.5887 | 18.3558 | 19.0981 | 19.1327 | 20.1437 | 20.7694 | 21.3436 | 22.305 | 22.5022
BINGLEY 132/33KV | BRADFORD WEST | NPgY | NG FES - Consumer Evolution | Total storage capacity (MW) | BSP | 0.0094853 | 0.093106 | 0.097456 | 0.12715 | 0.13003 | 0.13003 | 0.13003 | 0.13003 | 0.43722 | 0.56628 | 1.0035 | 1.0354 | 1.7899 | 1.8175 | 2.3714 | 2.8451 | 3.4186 | 4.3775 | 5.0786 | 5.7744 | 6.1118 | 6.3209 | 6.7792 | 6.9359 | 7.5428 | 7.9033 | 9.3422 | 9.7763 | 9.789 | 10.4305 | 10.885 | 11.3015 | 11.7903 | 11.8903
BLACKBURN MEADOWS B | WEST MELTON / THORPE MARSH | NPgY | NG FES - Consumer Evolution | Total storage capacity (MW) | BSP | 0.0026368 | 10.0397 | 10.0412 | 10.0541 | 10.055 | 10.055 | 10.055 | 10.055 | 10.1873 | 10.2439 | 10.4613 | 10.4749 | 10.8575 | 10.8669 | 11.1473 | 11.3822 | 11.6648 | 12.1409 | 12.4725 | 12.816 | 12.9825 | 13.0857 | 13.2731 | 13.3222 | 13.5272 | 13.6771 | 14.3379 | 14.5062 | 14.5121 | 14.7815 | 15.004 | 15.2073 | 15.3432 | 15.371
BLYTON | KEADBY | NPgY | NG FES - Consumer Evolution | Total storage capacity (MW) | BSP | 0.0056893 | 0.15768 | 0.17776 | 0.23135 | 0.24466 | 0.24466 | 0.24466 | 0.24466 | 0.83174 | 1.0448 | 1.5434 | 1.6346 | 2.4422 | 2.5693 | 3.2172 | 3.9025 | 4.847 | 6.2496 | 7.5598 | 8.5641 | 9.0511 | 9.353 | 9.8627 | 9.9781 | 10.4844 | 10.8949 | 12.7747 | 13.1296 | 13.1557 | 13.686 | 14.1079 | 14.4925 | 14.7889 | 14.8501
BRADFORD | BRADFORD WEST | NPgY | NG FES - Consumer Evolution | Total storage capacity (MW) | BSP | 0.012062 | 0.13432 | 0.13848 | 0.18572 | 0.18848 | 0.18848 | 0.18848 | 0.18848 | 0.66723 | 0.87631 | 1.4629 | 1.5025 | 2.5151 | 2.5414 | 3.292 | 3.9201 | 4.6917 | 5.9732 | 6.8588 | 7.7708 | 8.213 | 8.4872 | 9.0808 | 9.2811 | 10.0595 | 10.5269 | 12.4044 | 12.9731 | 12.9888 | 13.8395 | 14.4546 | 15.0182 | 15.6396 | 15.7665
BRAMHAM | FERRYBRIDGE B | NPgY | NG FES - Consumer Evolution | Total storage capacity (MW) | BSP | 0.0085295 | 0.15394 | 0.16297 | 0.20971 | 0.21569 | 0.21569 | 0.21569 | 0.21569 | 0.70976 | 0.91084 | 1.4798 | 1.5294 | 2.4629 | 2.52 | 3.2065 | 3.8262 | 4.5815 | 5.8275 | 6.8247 | 7.7437 | 8.1894 | 8.4657 | 8.9951 | 9.1467 | 9.7636 | 10.1848 | 11.9878 | 12.4456 | 12.4642 | 13.1602 | 13.6936 | 14.1812 | 14.6216 | 14.7119
BRANSHOLME | CREYKE BECK | NPgY | NG FES - Consumer Evolution | Total storage capacity (MW) | BSP | 0.0088135 | 0.042834 | 0.046252 | 0.059573 | 0.061838 | 0.061838 | 0.061838 | 0.061838 | 0.20178 | 0.25669 | 0.51212 | 0.53533 | 0.99576 | 1.0174 | 1.3611 | 1.6608 | 2.0348 | 2.6452 | 3.1008 | 3.5384 | 3.7506 | 3.8821 | 4.2243 | 4.3624 | 4.8757 | 5.1414 | 6.1151 | 6.4537 | 6.462 | 6.9344 | 7.2261 | 7.4944 | 7.9485 | 8.0413
BRIGHOUSE 132/33KV | ELLAND | NPgY | NG FES - Consumer Evolution | Total storage capacity (MW) | BSP | 0.01018 | 0.12634 | 0.13268 | 0.17285 | 0.17705 | 0.17705 | 0.17705 | 0.17705 | 0.59504 | 0.76931 | 1.2688 | 1.3093 | 2.1495 | 2.1895 | 2.8108 | 3.3554 | 4.0239 | 5.1264 | 5.9617 | 6.7622 | 7.1504 | 7.391 | 7.9043 | 8.0745 | 8.7388 | 9.1435 | 10.7808 | 11.255 | 11.2703 | 11.9713 | 12.4718 | 12.9303 | 13.4552 | 13.5625
DONCASTER B/THORPE MARSH | WEST MELTON / THORPE MARSH | NPgY | NG FES - Consumer Evolution | Total storage capacity (MW) | BSP | 0.02801 | 0.23596 | 0.25031 | 0.32503 | 0.33453 | 0.33453 | 0.33453 | 0.33453 | 1.1149 | 1.4336 | 2.3196 | 2.4057 | 3.9048 | 3.9955 | 5.1241 | 6.1371 | 7.4187 | 9.4809 | 11.0834 | 12.5647 | 13.2829 | 13.7282 | 14.852 | 15.2941 | 16.9473 | 17.8218 | 21.0732 | 22.1592 | 22.189 | 23.7028 | 24.642 | 25.5055 | 26.9492 | 27.2444
DONCASTER CENTRAL | WEST MELTON / THORPE MARSH | NPgY | NG FES - Consumer Evolution | Total storage capacity (MW) | BSP | 0.0043317 | 0.040773 | 0.042388 | 0.056594 | 0.057664 | 0.057664 | 0.057664 | 0.057664 | 0.20238 | 0.26459 | 0.59954 | 0.61912 | 1.2298 | 1.24 | 1.6851 | 2.0503 | 2.4849 | 3.2254 | 3.7256 | 4.259 | 4.5175 | 4.6779 | 4.9734 | 5.0528 | 5.3822 | 5.6182 | 6.6503 | 6.9212 | 6.9299 | 7.3636 | 7.7199 | 8.0455 | 8.2687 | 8.3143
DRIFFIELD/BEVERLEY GROUP | CREYKE BECK | NPgY | NG FES - Consumer Evolution | Total storage capacity (MW) | BSP | 0.024168 | 0.44532 | 0.49653 | 0.63693 | 0.67087 | 0.67087 | 0.67087 | 0.67087 | 2.2116 | 2.774 | 4.005 | 4.2307 | 6.1639 | 6.4879 | 8.0341 | 9.6979 | 11.9804 | 15.372 | 18.6177 | 21.0696 | 22.2584 | 22.9954 | 24.4346 | 24.8587 | 26.5697 | 27.7129 | 32.5502 | 33.6544 | 33.7195 | 35.2664 | 36.3213 | 37.2865 | 38.5393 | 38.7969
FEATHERSTONE | FERRYBRIDGE B | NPgY | NG FES - Consumer Evolution | Total storage capacity (MW) | BSP | 0.010688 | 0.10999 | 0.11798 | 0.15557 | 0.16087 | 0.16087 | 0.16087 | 0.16087 | 0.55427 | 0.71298 | 1.1531 | 1.2006 | 1.9549 | 2.0055 | 2.5816 | 3.1052 | 3.7829 | 4.8548 | 5.6915 | 6.4527 | 6.8218 | 7.0506 | 7.5578 | 7.7336 | 8.4119 | 8.8105 | 10.3914 | 10.8558 | 10.8715 | 11.5403 | 11.9945 | 12.4109 | 12.9623 | 13.0751
GIRLINGTON | BRADFORD WEST | NPgY | NG FES - Consumer Evolution | Total storage capacity (MW) | BSP | 0.0068385 | 0.067964 | 0.070756 | 0.09953 | 0.10138 | 0.10138 | 0.10138 | 0.10138 | 0.38952 | 0.51515 | 0.96565 | 0.99841 | 1.8217 | 1.8394 | 2.4581 | 2.9709 | 3.6159 | 4.6713 | 5.3737 | 6.1097 | 6.4665 | 6.6878 | 7.1118 | 7.2334 | 7.7277 | 8.0652 | 9.5102 | 9.9018 | 9.9141 | 10.5288 | 11.0174 | 11.464 | 11.8164 | 11.8884
HALIFAX 132/33KV | ELLAND | NPgY | NG FES - Consumer Evolution | Total storage capacity (MW) | BSP | 0.0038656 | 0.05438 | 0.057803 | 0.078461 | 0.08073 | 0.08073 | 0.08073 | 0.08073 | 0.29342 | 0.38197 | 0.68761 | 0.71382 | 1.2587 | 1.2803 | 1.6903 | 2.0439 | 2.4906 | 3.2147 | 3.7354 | 4.2472 | 4.4954 | 4.6493 | 4.9273 | 4.9995 | 5.3022 | 5.5247 | 6.5078 | 6.7502 | 6.7596 | 7.1437 | 7.4583 | 7.7455 | 7.945 | 7.9859
HECKMONDWIKE | SKELTON GRANGE | NPgY | NG FES - Consumer Evolution | Total storage capacity (MW) | BSP | 0.0083524 | 0.082165 | 0.084454 | 0.1095 | 0.11101 | 0.11101 | 0.11101 | 0.11101 | 0.36761 | 0.47911 | 0.76282 | 0.7807 | 1.2493 | 1.2638 | 1.6062 | 1.896 | 2.2427 | 2.8279 | 3.2492 | 3.6753 | 3.8819 | 4.01 | 4.3389 | 4.4702 | 4.9594 | 5.215 | 6.1579 | 6.4877 | 6.4952 | 6.9624 | 7.2596 | 7.5328 | 7.9629 | 8.0508
HOLMFIELD | BRADFORD WEST | NPgY | NG FES - Consumer Evolution | Total storage capacity (MW) | BSP | 0.013076 | 0.11468 | 0.12237 | 0.15863 | 0.16373 | 0.16373 | 0.16373 | 0.16373 | 0.54449 | 0.69792 | 1.16 | 1.2049 | 1.9886 | 2.0373 | 2.6232 | 3.1501 | 3.8103 | 4.8797 | 5.7214 | 6.4956 | 6.871 | 7.1037 | 7.6614 | 7.8708 | 8.6626 | 9.0983 | 10.7597 | 11.2882 | 11.3039 | 12.0499 | 12.5297 | 12.9704 | 13.6445 | 13.7824
HULL EAST 132/33KV | SALTEND NORTH | NPgY | NG FES - Consumer Evolution | Total storage capacity (MW) | BSP | 0.010028 | 0.1381 | 0.15616 | 0.20185 | 0.21381 | 0.21381 | 0.21381 | 0.21381 | 0.71571 | 0.89543 | 1.389 | 1.4737 | 2.2989 | 2.4132 | 3.0686 | 3.7416 | 4.6593 | 6.0371 | 7.2867 | 8.2718 | 8.7494 | 9.0456 | 9.6298 | 9.8046 | 10.5067 | 10.9704 | 12.9223 | 13.3877 | 13.4124 | 14.075 | 14.5355 | 14.9569 | 15.4761 | 15.5827
HULL SOUTH | CREYKE BECK | NPgY | NG FES - Consumer Evolution | Total storage capacity (MW) | BSP | 0.011034 | 0.12899 | 0.13537 | 0.18103 | 0.18526 | 0.18526 | 0.18526 | 0.18526 | 0.65405 | 0.85227 | 1.4248 | 1.4731 | 2.471 | 2.5113 | 3.2644 | 3.9154 | 4.7405 | 6.0743 | 7.0338 | 7.9754 | 8.4319 | 8.715 | 9.3009 | 9.488 | 10.2261 | 10.6891 | 12.5926 | 13.1335 | 13.1509 | 13.9635 | 14.5621 | 15.1101 | 15.6789 | 15.7952
HULL WEST | CREYKE BECK | NPgY | NG FES - Consumer Evolution | Total storage capacity (MW) | BSP | 0.011329 | 0.12224 | 0.14666 | 0.19191 | 0.20809 | 0.20809 | 0.20809 | 0.20809 | 0.71676 | 0.88228 | 1.2982 | 1.4086 | 2.1223 | 2.2767 | 2.8924 | 3.5894 | 4.6194 | 6.0688 | 7.4738 | 8.4797 | 8.9673 | 9.2697 | 9.8869 | 10.0805 | 10.8478 | 11.3361 | 13.3539 | 13.8223 | 13.851 | 14.4804 | 14.8736 | 15.2339 | 15.8212 | 15.942
HUMBERSTON | GRIMSBY WEST | NPgY | NG FES - Consumer Evolution | Total storage capacity (MW) | BSP | 0.0071381 | 0.034352 | 0.036499 | 0.048474 | 0.049897 | 0.049897 | 0.049897 | 0.049897 | 0.17245 | 0.22313 | 0.50031 | 0.52097 | 1.0354 | 1.049 | 1.432 | 1.7526 | 2.1497 | 2.8054 | 3.2571 | 3.7215 | 3.9467 | 4.0863 | 4.4075 | 4.5233 | 4.9657 | 5.2173 | 6.1975 | 6.5111 | 6.5191 | 6.9791 | 7.2973 | 7.5892 | 7.9568 | 8.0319
HUNNINGLEY | WEST MELTON SECTION 3 | NPgY | NG FES - Consumer Evolution | Total storage capacity (MW) | BSP | 0.0043832 | 0.042373 | 0.044835 | 0.059394 | 0.061026 | 0.061026 | 0.061026 | 0.061026 | 0.21154 | 0.27396 | 0.57149 | 0.59238 | 1.1283 | 1.1439 | 1.5374 | 1.8689 | 2.2699 | 2.9424 | 3.4185 | 3.9033 | 4.1383 | 4.284 | 4.5611 | 4.6395 | 4.9595 | 5.1801 | 6.1288 | 6.3803 | 6.3888 | 6.7823 | 7.0949 | 7.3805 | 7.6065 | 7.6527
HUNSHELF | WEST MELTON SECTION 3 | NPgY | NG FES - Consumer Evolution | Total storage capacity (MW) | BSP | 0.0047052 | 0.062005 | 0.066093 | 0.085777 | 0.088487 | 0.088487 | 0.088487 | 0.088487 | 0.2959 | 0.37965 | 0.72952 | 0.75677 | 1.3689 | 1.3948 | 1.8435 | 2.2324 | 2.7027 | 3.4879 | 4.0763 | 4.6493 | 4.9272 | 5.0994 | 5.4179 | 5.504 | 5.8603 | 6.1145 | 7.2242 | 7.5033 | 7.514 | 7.9511 | 8.3017 | 8.622 | 8.8649 | 8.9146
IMMINGHAM | GRIMSBY WEST | NPgY | NG FES - Consumer Evolution | Total storage capacity (MW) | BSP | 0.0037786 | 0.07112 | 0.081721 | 0.10634 | 0.11337 | 0.11337 | 0.11337 | 0.11337 | 0.38563 | 0.48086 | 0.7766 | 0.82704 | 1.3328 | 1.3999 | 1.8015 | 2.2103 | 2.7673 | 3.6049 | 4.3549 | 4.9519 | 5.2414 | 5.4209 | 5.7314 | 5.8055 | 6.1248 | 6.3743 | 7.5016 | 7.7297 | 7.7445 | 8.0877 | 8.3591 | 8.6067 | 8.8031 | 8.8435
KIRKHAW LANE | FERRYBRIDGE B | NPgY | NG FES - Consumer Evolution | Total storage capacity (MW) | BSP | 0.0066075 | 0.073261 | 0.082134 | 0.10727 | 0.11315 | 0.11315 | 0.11315 | 0.11315 | 0.38527 | 0.48551 | 0.80109 | 0.84682 | 1.3941 | 1.4502 | 1.8785 | 2.2933 | 2.849 | 3.6998 | 4.4182 | 5.0219 | 5.3145 | 5.496 | 5.8628 | 5.9763 | 6.4279 | 6.7184 | 7.9262 | 8.2349 | 8.2488 | 8.6955 | 9.0105 | 9.2989 | 9.6404 | 9.7105
KIRKSTALL C 2/5 | KIRKSTALL B | NPgY | NG FES - Consumer Evolution | Total storage capacity (MW) | BSP | 0.0022684 | 0.03023 | 0.031528 | 0.047673 | 0.048533 | 0.048533 | 0.048533 | 0.048533 | 0.20792 | 0.27849 | 0.5873 | 0.60909 | 1.1933 | 1.2015 | 1.6432 | 2.0041 | 2.4622 | 3.2092 | 3.6858 | 4.1998 | 4.4491 | 4.6036 | 4.8522 | 4.9024 | 5.1318 | 5.3331 | 6.2819 | 6.498 | 6.5063 | 6.8755 | 7.2124 | 7.5194 | 7.6364 | 7.6603
KIRKSTALL C/RING ROAD HORSFORTH | KIRKSTALL B | NPgY | NG FES - Consumer Evolution | Total storage capacity (MW) | BSP | 0.015843 | 0.11736 | 0.12361 | 0.16363 | 0.16777 | 0.16777 | 0.16777 | 0.16777 | 0.57893 | 0.751 | 1.2267 | 1.2698 | 2.0888 | 2.1283 | 2.7451 | 3.2839 | 3.9657 | 5.0674 | 5.8855 | 6.6684 | 7.048 | 7.2833 | 7.897 | 8.145 | 9.0668 | 9.5433 | 11.2872 | 11.8939 | 11.9089 | 12.7546 | 13.275 | 13.7538 | 14.57 | 14.7368
LEEDS EAST | SKELTON GRANGE | NPgY | NG FES - Consumer Evolution | Total storage capacity (MW) | BSP | 0.010158 | 0.075457 | 0.078209 | 0.10746 | 0.10929 | 0.10929 | 0.10929 | 0.10929 | 0.40261 | 0.53061 | 0.9307 | 0.96029 | 1.6779 | 1.6953 | 2.2345 | 2.6831 | 3.2472 | 4.1698 | 4.792 | 5.437 | 5.7497 | 5.9436 | 6.3942 | 6.5584 | 7.1841 | 7.537 | 8.9041 | 9.3469 | 9.3579 | 10.0063 | 10.4527 | 10.8621 | 11.3852 | 11.4921
LEEDS NORTH | SKELTON GRANGE | NPgY | NG FES - Consumer Evolution | Total storage capacity (MW) | BSP | 0.0082085 | 0.066301 | 0.068372 | 0.097387 | 0.09876 | 0.09876 | 0.09876 | 0.09876 | 0.38624 | 0.51383 | 0.9376 | 0.96752 | 1.7434 | 1.7565 | 2.3409 | 2.8197 | 3.4244 | 4.4133 | 5.0552 | 5.7397 | 6.0715 | 6.2772 | 6.7067 | 6.8454 | 7.3905 | 7.7297 | 9.1184 | 9.5305 | 9.5417 | 10.1705 | 10.6421 | 11.0739 | 11.4965 | 11.5829
LINDLEY | ELLAND | NPgY | NG FES - Consumer Evolution | Total storage capacity (MW) | BSP | 0.012182 | 0.11817 | 0.12481 | 0.16404 | 0.16843 | 0.16843 | 0.16843 | 0.16843 | 0.57525 | 0.74393 | 1.2355 | 1.2796 | 2.1248 | 2.1667 | 2.802 | 3.3607 | 4.0651 | 5.2049 | 6.0583 | 6.872 | 7.2665 | 7.5111 | 8.0676 | 8.2661 | 9.0262 | 9.4626 | 11.1713 | 11.6969 | 11.7125 | 12.4726 | 12.9885 | 13.4618 | 14.0897 | 14.2181
LOW ROAD | SKELTON GRANGE | NPgY | NG FES - Consumer Evolution | Total storage capacity (MW) | BSP | 0.0060218 | 0.11929 | 0.12884 | 0.17224 | 0.17857 | 0.17857 | 0.17857 | 0.17857 | 0.63394 | 0.81686 | 1.5298 | 1.5944 | 2.8649 | 2.9253 | 3.8797 | 4.7172 | 5.7722 | 7.4812 | 8.7505 | 9.9688 | 10.5595 | 10.9258 | 11.5273 | 11.6551 | 12.2287 | 12.7146 | 14.9772 | 15.469 | 15.4922 | 16.3018 | 17.014 | 17.6633 | 17.9749 | 18.0388
MALLARD WAY | WEST MELTON / THORPE MARSH | NPgY | NG FES - Consumer Evolution | Total storage capacity (MW) | BSP | 0.0050217 | 0.045626 | 0.049334 | 0.067458 | 0.069915 | 0.069915 | 0.069915 | 0.069915 | 0.25696 | 0.33301 | 0.73432 | 0.76602 | 1.5066 | 1.5301 | 2.0816 | 2.5488 | 3.1283 | 4.0826 | 4.7543 | 5.4322 | 5.7608 | 5.9646 | 6.331 | 6.4253 | 6.8216 | 7.1149 | 8.4147 | 8.738 | 8.75 | 9.2667 | 9.6941 | 10.0845 | 10.3435 | 10.3965
MENSTON | BRADFORD WEST | NPgY | NG FES - Consumer Evolution | Total storage capacity (MW) | BSP | 0.0074915 | 0.07976 | 0.083186 | 0.10943 | 0.1117 | 0.1117 | 0.1117 | 0.1117 | 0.3817 | 0.49634 | 0.89583 | 0.92327 | 1.6172 | 1.6389 | 2.1471 | 2.5768 | 3.0942 | 3.9642 | 4.5883 | 5.2188 | 5.5244 | 5.7139 | 6.1082 | 6.235 | 6.7339 | 7.0454 | 8.3225 | 8.6919 | 8.7031 | 9.2609 | 9.6739 | 10.052 | 10.438 | 10.517
MOSS ROAD | GRIMSBY WEST | NPgY | NG FES - Consumer Evolution | Total storage capacity (MW) | BSP | 0.005106 | 0.066399 | 0.072791 | 0.097191 | 0.10143 | 0.10143 | 0.10143 | 0.10143 | 0.35908 | 0.45988 | 0.73793 | 0.77428 | 1.259 | 1.2994 | 1.6795 | 2.0357 | 2.5143 | 3.249 | 3.8353 | 4.3489 | 4.598 | 4.7524 | 5.0547 | 5.1441 | 5.5045 | 5.7446 | 6.7601 | 7.0167 | 7.0278 | 7.4088 | 7.69 | 7.9473 | 8.2112 | 8.2653
OSGODBY 1/2 | DRAX | NPgY | NG FES - Consumer Evolution | Total storage capacity (MW) | BSP | 0 | 0 | 0 | 0 | 0 | 0 | 0 | 0 | 0 | 0 | 0.050917 | 0.052876 | 0.15074 | 0.15074 | 0.22027 | 0.2751 | 0.33679 | 0.44695 | 0.51744 | 0.59822 | 0.63739 | 0.66167 | 0.69398 | 0.69692 | 0.7165 | 0.74325 | 0.88376 | 0.9102 | 0.91137 | 0.96229 | 1.0161 | 1.0651 | 1.0651 | 1.0651
OSGODBY 3/4 | DRAX | NPgY | NG FES - Consumer Evolution | Total storage capacity (MW) | BSP | 0.0089087 | 0.11239 | 0.11937 | 0.15235 | 0.15697 | 0.15697 | 0.15697 | 0.15697 | 0.50708 | 0.64792 | 1.0766 | 1.1147 | 1.8245 | 1.8686 | 2.3905 | 2.862 | 3.4368 | 4.3849 | 5.1463 | 5.8462 | 6.1855 | 6.3958 | 6.8447 | 6.9936 | 7.5749 | 7.9287 | 9.36 | 9.7667 | 9.7809 | 10.3755 | 10.7932 | 11.1758 | 11.6354 | 11.7295
RODLEY | SKELTON GRANGE | NPgY | NG FES - Consumer Evolution | Total storage capacity (MW) | BSP | 0.010901 | 0.10977 | 0.11313 | 0.14867 | 0.15089 | 0.15089 | 0.15089 | 0.15089 | 0.51351 | 0.67095 | 1.1499 | 1.1797 | 1.9984 | 2.0196 | 2.617 | 3.1163 | 3.7125 | 4.7226 | 5.4343 | 6.1668 | 6.5219 | 6.7421 | 7.2419 | 7.4196 | 8.1008 | 8.4928 | 10.03 | 10.5162 | 10.5287 | 11.2448 | 11.7451 | 12.2039 | 12.7653 | 12.88
SAINT ANDREWS ROAD 132/33KV | SKELTON GRANGE | NPgY | NG FES - Consumer Evolution | Total storage capacity (MW) | BSP | 0.0097644 | 0.095831 | 0.10196 | 0.13654 | 0.1406 | 0.1406 | 0.1406 | 0.1406 | 0.49771 | 0.64522 | 1.013 | 1.0523 | 1.6842 | 1.723 | 2.2095 | 2.6463 | 3.2183 | 4.1174 | 4.7998 | 5.4301 | 5.7357 | 5.9252 | 6.3625 | 6.5207 | 7.1247 | 7.4673 | 8.7986 | 9.2082 | 9.2209 | 9.8059 | 10.1937 | 10.5495 | 11.053 | 11.1559
SALTEND 132/33KV | SALTEND NORTH | NPgY | NG FES - Consumer Evolution | Total storage capacity (MW) | BSP | 7.7046e-06 | 0.0021667 | 0.0025193 | 0.0032746 | 0.0035083 | 0.0035083 | 0.0035083 | 0.0035083 | 0.011973 | 0.014863 | 0.10483 | 0.10956 | 0.28034 | 0.28257 | 0.40515 | 0.50489 | 0.62006 | 0.82084 | 0.95663 | 1.1035 | 1.1747 | 1.2189 | 1.2778 | 1.2832 | 1.3192 | 1.3679 | 1.6235 | 1.6698 | 1.6721 | 1.7604 | 1.8535 | 1.9381 | 1.9385 | 1.9386
SANTON | KEADBY | NPgY | NG FES - Consumer Evolution | Total storage capacity (MW) | BSP | 0.0087824 | 0.11359 | 0.13076 | 0.17126 | 0.18263 | 0.18263 | 0.18263 | 0.18263 | 0.62772 | 0.78421 | 1.211 | 1.2926 | 2.0211 | 2.1297 | 2.721 | 3.3358 | 4.1954 | 5.4625 | 6.6127 | 7.5058 | 7.9389 | 8.2073 | 8.7312 | 8.8854 | 9.5077 | 9.9238 | 11.6857 | 12.0957 | 12.1186 | 12.7006 | 13.1053 | 13.4756 | 13.9306 | 14.0241
SCUNTHORPE NORTH | KEADBY | NPgY | NG FES - Consumer Evolution | Total storage capacity (MW) | BSP | 0.005964 | 0.070745 | 0.077486 | 0.10264 | 0.10711 | 0.10711 | 0.10711 | 0.10711 | 0.37347 | 0.47722 | 0.7687 | 0.80633 | 1.3115 | 1.3542 | 1.7484 | 2.1184 | 2.612 | 3.3733 | 3.9861 | 4.5215 | 4.7811 | 4.942 | 5.2693 | 5.3714 | 5.7768 | 6.0358 | 7.1098 | 7.3924 | 7.4041 | 7.8177 | 8.1132 | 8.3838 | 8.6919 | 8.755
SCUNTHORPE SOUTH | KEADBY | NPgY | NG FES - Consumer Evolution | Total storage capacity (MW) | BSP | 0.010521 | 0.04717 | 0.04997 | 0.063407 | 0.065263 | 0.065263 | 0.065263 | 0.065263 | 0.20536 | 0.26202 | 0.57763 | 0.60045 | 1.1732 | 1.1909 | 1.6115 | 1.9666 | 2.396 | 3.1159 | 3.6302 | 4.1503 | 4.4025 | 4.5588 | 4.9664 | 5.1311 | 5.7433 | 6.0597 | 7.2185 | 7.6289 | 7.6381 | 8.2171 | 8.5815 | 8.9166 | 9.4584 | 9.569
SILSDEN | BRADFORD WEST | NPgY | NG FES - Consumer Evolution | Total storage capacity (MW) | BSP | 0.018223 | 0.21335 | 0.21818 | 0.27935 | 0.28255 | 0.28255 | 0.28255 | 0.28255 | 0.91215 | 1.1872 | 1.9292 | 1.9668 | 3.1706 | 3.2012 | 4.0575 | 4.7735 | 5.5876 | 7.0152 | 8.0517 | 9.1198 | 9.6377 | 9.9588 | 10.7317 | 11.0231 | 12.124 | 12.7275 | 15.0256 | 15.7914 | 15.8097 | 16.9183 | 17.6612 | 18.3432 | 19.2816 | 19.4733
SOWERBY BRIDGE 132/33KV | ELLAND | NPgY | NG FES - Consumer Evolution | Total storage capacity (MW) | BSP | 0.0108 | 0.12953 | 0.13425 | 0.17512 | 0.17826 | 0.17826 | 0.17826 | 0.17826 | 0.59919 | 0.77934 | 1.3105 | 1.3457 | 2.2401 | 2.27 | 2.9216 | 3.4756 | 4.1366 | 5.2539 | 6.0685 | 6.8849 | 7.2808 | 7.5262 | 8.0577 | 8.237 | 8.934 | 9.3524 | 11.0329 | 11.5364 | 11.551 | 12.2997 | 12.8365 | 13.3283 | 13.8848 | 13.9985
STAYGATE | SKELTON GRANGE | NPgY | NG FES - Consumer Evolution | Total storage capacity (MW) | BSP | 0.009896 | 0.11347 | 0.1218 | 0.15904 | 0.16456 | 0.16456 | 0.16456 | 0.16456 | 0.55689 | 0.71386 | 1.1535 | 1.2006 | 1.9449 | 1.9976 | 2.5625 | 3.0801 | 3.7437 | 4.7986 | 5.6388 | 6.3954 | 6.7623 | 6.9897 | 7.4801 | 7.6448 | 8.2854 | 8.6716 | 10.2253 | 10.6671 | 10.6829 | 11.3229 | 11.7651 | 12.1703 | 12.6809 | 12.7855
THORNHILL 132KV | ELLAND | NPgY | NG FES - Consumer Evolution | Total storage capacity (MW) | BSP | 0.015454 | 0.18001 | 0.18687 | 0.2446 | 0.24915 | 0.24915 | 0.24915 | 0.24915 | 0.84331 | 1.0972 | 1.7516 | 1.7997 | 2.8886 | 2.932 | 3.7351 | 4.4277 | 5.2728 | 6.676 | 7.7108 | 8.7267 | 9.2193 | 9.5247 | 10.2243 | 10.4754 | 11.4357 | 11.9839 | 14.1237 | 14.7937 | 14.8125 | 15.7864 | 16.4516 | 17.0618 | 17.8581 | 18.0209
WAKEFIELD MONCKTON ROAD | WEST MELTON SECTION 3 | NPgY | NG FES - Consumer Evolution | Total storage capacity (MW) | BSP | 0.00686 | 0.071591 | 0.074293 | 0.10103 | 0.10282 | 0.10282 | 0.10282 | 0.10282 | 0.37331 | 0.49069 | 0.9185 | 0.94767 | 1.7167 | 1.7338 | 2.3056 | 2.7809 | 3.3679 | 4.3404 | 4.9985 | 5.6859 | 6.0191 | 6.2257 | 6.6308 | 6.7509 | 7.2344 | 7.5561 | 8.9171 | 9.2938 | 9.3053 | 9.8911 | 10.3487 | 10.7671 | 11.1205 | 11.1928
WAKEFIELD NORTH | SKELTON GRANGE | NPgY | NG FES - Consumer Evolution | Total storage capacity (MW) | BSP | 0.01176 | 0.098832 | 0.10437 | 0.13614 | 0.13981 | 0.13981 | 0.13981 | 0.13981 | 0.46984 | 0.60617 | 0.9907 | 1.0257 | 1.6793 | 1.7143 | 2.2042 | 2.6376 | 3.1819 | 4.0642 | 4.7366 | 5.3702 | 5.6774 | 5.8678 | 6.3443 | 6.5303 | 7.2273 | 7.5983 | 8.9837 | 9.4462 | 9.4586 | 10.1078 | 10.5166 | 10.8924 | 11.4984 | 11.6223
WEST MELTON | WEST MELTON SECTION 3 | NPgY | NG FES - Consumer Evolution | Total storage capacity (MW) | BSP | 0.020305 | 0.17042 | 0.17927 | 0.23312 | 0.23899 | 0.23899 | 0.23899 | 0.23899 | 0.79776 | 1.0299 | 1.6327 | 1.6875 | 2.696 | 2.752 | 3.5074 | 4.1784 | 5.0204 | 6.3852 | 7.4336 | 8.4158 | 8.892 | 9.1872 | 9.9652 | 10.2823 | 11.4586 | 12.0622 | 14.2601 | 15.0259 | 15.0453 | 16.1048 | 16.7459 | 17.3358 | 18.382 | 18.5959
WHINMOOR | FERRYBRIDGE B | NPgY | NG FES - Consumer Evolution | Total storage capacity (MW) | BSP | 0.010923 | 0.076011 | 0.079387 | 0.10479 | 0.10703 | 0.10703 | 0.10703 | 0.10703 | 0.36662 | 0.47682 | 0.84407 | 0.87105 | 1.511 | 1.5323 | 2.0032 | 2.4015 | 2.8857 | 3.6943 | 4.276 | 4.859 | 5.1417 | 5.3169 | 5.7573 | 5.9299 | 6.5759 | 6.9187 | 8.1965 | 8.6341 | 8.6446 | 9.2668 | 9.6673 | 10.0353 | 10.5979 | 10.7129
WOLD NEWTON | KEADBY | NPgY | NG FES - Consumer Evolution | Total storage capacity (MW) | BSP | 0.0058262 | 0.21727 | 0.23978 | 0.30915 | 0.32406 | 0.32406 | 0.32406 | 0.32406 | 1.0799 | 1.3629 | 2.0643 | 2.167 | 3.2878 | 3.4302 | 4.2945 | 5.1712 | 6.3235 | 8.0992 | 9.7178 | 11.0158 | 11.6451 | 12.0353 | 12.665 | 12.7929 | 13.3767 | 13.8863 | 16.2794 | 16.7202 | 16.752 | 17.4399 | 18.0247 | 18.5573 | 18.8612 | 18.9241
YARBOROUGH ROAD 132/33KV | GRIMSBY WEST | NPgY | NG FES - Consumer Evolution | Total storage capacity (MW) | BSP | 0.010743 | 0.090197 | 0.10431 | 0.13634 | 0.1457 | 0.1457 | 0.1457 | 0.1457 | 0.49768 | 0.62012 | 0.98229 | 1.0511 | 1.6837 | 1.773 | 2.2877 | 2.8157 | 3.5563 | 4.6475 | 5.619 | 6.3828 | 6.7532 | 6.9828 | 7.4921 | 7.6688 | 8.3503 | 8.7505 | 10.3358 | 10.7683 | 10.7875 | 11.3808 | 11.7521 | 12.093 | 12.6483 | 12.7621

## CR_wind capacity
Bulk Supply Point Name | Grid Supply Point Connected to | Licence area | Scenario name | Output parameter_Unit | Substation Type in Forecasting Model | 2017 | 2018 | 2019 | 2020 | 2021 | 2022 | 2023 | 2024 | 2025 | 2026 | 2027 | 2028 | 2029 | 2030 | 2031 | 2032 | 2033 | 2034 | 2035 | 2036 | 2037 | 2038 | 2039 | 2040 | 2041 | 2042 | 2043 | 2044 | 2045 | 2046 | 2047 | 2048 | 2049 | 2050
ANNFIELD | STELLA SOUTH | NPgN | NG FES - Community Renewables | Total wind capacity (MW) | BSP | 26.2899 | 26.2899 | 26.301 | 26.3042 | 26.3098 | 26.322 | 26.3489 | 26.3946 | 26.4632 | 26.5592 | 26.6745 | 26.8012 | 26.928 | 27.0547 | 27.1751 | 27.2895 | 27.3982 | 27.5015 | 27.5995 | 27.6927 | 27.7812 | 27.8653 | 27.9452 | 28.0211 | 28.0932 | 28.1617 | 28.2267 | 28.2885 | 28.3473 | 28.4031 | 28.4561 | 28.5064 | 28.5542 | 28.5997
BARRACK ROAD | STELLA NORTH | NPgN | NG FES - Community Renewables | Total wind capacity (MW) | BSP | 0 | 0 | 0 | 0.00010658 | 0.00029113 | 0.00069614 | 0.0015858 | 0.0030992 | 0.0053694 | 0.0085489 | 0.012363 | 0.016559 | 0.020753 | 0.024949 | 0.028935 | 0.032721 | 0.036318 | 0.039737 | 0.042983 | 0.046066 | 0.048997 | 0.051781 | 0.054424 | 0.056935 | 0.059324 | 0.061589 | 0.063743 | 0.065789 | 0.067734 | 0.06958 | 0.071334 | 0.073001 | 0.074582 | 0.076088
BLUCHER | STELLA NORTH | NPgN | NG FES - Community Renewables | Total wind capacity (MW) | BSP | 0 | 0 | 0 | 0.00096048 | 0.0026236 | 0.0062734 | 0.014291 | 0.02793 | 0.048388 | 0.07704 | 0.11142 | 0.14922 | 0.18702 | 0.22483 | 0.26076 | 0.29488 | 0.32729 | 0.3581 | 0.38735 | 0.41514 | 0.44155 | 0.46663 | 0.49046 | 0.51309 | 0.53461 | 0.55503 | 0.57444 | 0.59288 | 0.6104 | 0.62703 | 0.64284 | 0.65787 | 0.67212 | 0.68569
BOWESFIELD | NORTON | NPgN | NG FES - Community Renewables | Total wind capacity (MW) | BSP | 10.3672 | 10.3672 | 10.3678 | 10.3698 | 10.3734 | 10.3812 | 10.3984 | 10.4276 | 10.4715 | 10.5328 | 10.6065 | 10.6875 | 10.7685 | 10.8495 | 10.9265 | 10.9996 | 11.069 | 11.135 | 11.1977 | 11.2572 | 11.3138 | 11.3676 | 11.4186 | 11.4671 | 11.5132 | 11.557 | 11.5985 | 11.638 | 11.6756 | 11.7112 | 11.7451 | 11.7773 | 11.8078 | 11.8369
CHIRTON GRANGE | TYNEMOUTH | NPgN | NG FES - Community Renewables | Total wind capacity (MW) | BSP | 0 | 0 | 0 | 0.00073493 | 0.0020075 | 0.0048002 | 0.010935 | 0.021371 | 0.037025 | 0.058949 | 0.085252 | 0.11418 | 0.14311 | 0.17203 | 0.19952 | 0.22563 | 0.25043 | 0.274 | 0.29639 | 0.31765 | 0.33786 | 0.35705 | 0.37528 | 0.3926 | 0.40907 | 0.42469 | 0.43954 | 0.45365 | 0.46706 | 0.47979 | 0.49188 | 0.50338 | 0.51428 | 0.52467
COALBURNS | STELLA SOUTH | NPgN | NG FES - Community Renewables | Total wind capacity (MW) | BSP | 2.351 | 2.351 | 2.3558 | 2.3608 | 2.3696 | 2.3889 | 2.4312 | 2.5031 | 2.6111 | 2.7622 | 2.9436 | 3.1431 | 3.3425 | 3.542 | 3.7316 | 3.9116 | 4.0826 | 4.2451 | 4.3995 | 4.5461 | 4.6854 | 4.8178 | 4.9435 | 5.0629 | 5.1764 | 5.2842 | 5.3866 | 5.4839 | 5.5763 | 5.6641 | 5.7475 | 5.8268 | 5.9019 | 5.9736
DARLINGTON CENTRAL | NORTON | NPgN | NG FES - Community Renewables | Total wind capacity (MW) | BSP | 0.23169 | 0.23169 | 0.23303 | 0.23379 | 0.23509 | 0.23797 | 0.24427 | 0.255 | 0.27109 | 0.29362 | 0.32065 | 0.35039 | 0.38012 | 0.40985 | 0.43811 | 0.46494 | 0.49043 | 0.51466 | 0.53766 | 0.55952 | 0.58029 | 0.60002 | 0.61875 | 0.63655 | 0.65348 | 0.66953 | 0.6848 | 0.6993 | 0.71308 | 0.72616 | 0.73859 | 0.75041 | 0.76162 | 0.77229
DARLINGTON NORTH | NORTON | NPgN | NG FES - Community Renewables | Total wind capacity (MW) | BSP | 12.4685 | 12.4685 | 12.4694 | 12.4713 | 12.4746 | 12.4817 | 12.4974 | 12.5242 | 12.5643 | 12.6204 | 12.6878 | 12.7619 | 12.836 | 12.9101 | 12.9806 | 13.0475 | 13.111 | 13.1714 | 13.2287 | 13.2832 | 13.335 | 13.3841 | 13.4308 | 13.4752 | 13.5174 | 13.5574 | 13.5954 | 13.6316 | 13.666 | 13.6986 | 13.7295 | 13.759 | 13.7869 | 13.8135
DUNSTON | STELLA NORTH | NPgN | NG FES - Community Renewables | Total wind capacity (MW) | BSP | 1.122e-05 | 1.122e-05 | 1.1284e-05 | 0.00045194 | 0.001215 | 0.0028895 | 0.0065678 | 0.012825 | 0.022211 | 0.035356 | 0.051127 | 0.068473 | 0.085816 | 0.10316 | 0.11964 | 0.1353 | 0.15017 | 0.1643 | 0.17772 | 0.19047 | 0.20259 | 0.2141 | 0.22503 | 0.23541 | 0.24528 | 0.25465 | 0.26356 | 0.27202 | 0.28006 | 0.28769 | 0.29494 | 0.30183 | 0.30837 | 0.3146
FLATWORTH | TYNEMOUTH | NPgN | NG FES - Community Renewables | Total wind capacity (MW) | BSP | 0 | 0 | 0 | 8.5478e-05 | 0.00023349 | 0.00055831 | 0.0012718 | 0.0024856 | 0.0043063 | 0.0068562 | 0.0099154 | 0.01328 | 0.016644 | 0.020009 | 0.023206 | 0.026243 | 0.029127 | 0.031869 | 0.034472 | 0.036945 | 0.039296 | 0.041528 | 0.043649 | 0.045662 | 0.047578 | 0.049395 | 0.051122 | 0.052763 | 0.054323 | 0.055803 | 0.05721 | 0.058547 | 0.059815 | 0.061023
GOSFORTH | TYNEMOUTH | NPgN | NG FES - Community Renewables | Total wind capacity (MW) | BSP | 0.0060135 | 0.0060135 | 0.0060482 | 0.006225 | 0.006531 | 0.0072027 | 0.008678 | 0.011188 | 0.014953 | 0.020225 | 0.026551 | 0.033508 | 0.040464 | 0.047422 | 0.054033 | 0.060311 | 0.066276 | 0.071945 | 0.077328 | 0.082442 | 0.087301 | 0.091918 | 0.096302 | 0.10047 | 0.10443 | 0.10818 | 0.11176 | 0.11515 | 0.11837 | 0.12143 | 0.12434 | 0.12711 | 0.12973 | 0.13223
HARROGATE 132/33KV | KNARESBOROUGH | NPgN | NG FES - Community Renewables | Total wind capacity (MW) | BSP | 16.2525 | 16.2525 | 16.2536 | 16.2571 | 16.263 | 16.276 | 16.3046 | 16.3533 | 16.4263 | 16.5285 | 16.6511 | 16.786 | 16.9208 | 17.0557 | 17.1839 | 17.3056 | 17.4212 | 17.5311 | 17.6355 | 17.7346 | 17.8288 | 17.9183 | 18.0033 | 18.084 | 18.1608 | 18.2336 | 18.3029 | 18.3687 | 18.4312 | 18.4905 | 18.5469 | 18.6005 | 18.6513 | 18.6998
HUSTHWAITE | KNARESBOROUGH | NPgN | NG FES - Community Renewables | Total wind capacity (MW) | BSP | 0.0017247 | 0.0017247 | 0.0017347 | 0.0041084 | 0.0082187 | 0.017239 | 0.037054 | 0.070761 | 0.12132 | 0.19213 | 0.27709 | 0.37053 | 0.46395 | 0.55739 | 0.64618 | 0.7305 | 0.81061 | 0.88674 | 0.95904 | 1.0277 | 1.093 | 1.155 | 1.2139 | 1.2698 | 1.323 | 1.3735 | 1.4214 | 1.467 | 1.5103 | 1.5514 | 1.5905 | 1.6276 | 1.6628 | 1.6964
LEEMING BAR_SKEEBY | NORTON | NPgN | NG FES - Community Renewables | Total wind capacity (MW) | BSP | 0.22166 | 0.22166 | 0.22294 | 0.23787 | 0.26372 | 0.32046 | 0.44509 | 0.65711 | 0.97514 | 1.4205 | 1.9549 | 2.5426 | 3.1303 | 3.718 | 4.2765 | 4.8069 | 5.3107 | 5.7896 | 6.2444 | 6.6763 | 7.0869 | 7.4769 | 7.8472 | 8.199 | 8.5336 | 8.851 | 9.1527 | 9.4393 | 9.7118 | 9.9703 | 10.216 | 10.4496 | 10.6711 | 10.8821
LINTON | BLYTH 132kV | NPgN | NG FES - Community Renewables | Total wind capacity (MW) | BSP | 77.0428 | 77.0428 | 77.0434 | 77.0518 | 77.0665 | 77.0986 | 77.1693 | 77.2894 | 77.4697 | 77.7221 | 78.025 | 78.3581 | 78.6912 | 79.0243 | 79.3408 | 79.6414 | 79.927 | 80.1984 | 80.4562 | 80.701 | 80.9337 | 81.1547 | 81.3646 | 81.564 | 81.7536 | 81.9335 | 82.1045 | 82.267 | 82.4214 | 82.5679 | 82.7072 | 82.8396 | 82.9651 | 83.0847
MALTON GRID | OSBALDWICK | NPgN | NG FES - Community Renewables | Total wind capacity (MW) | BSP | 2.1471 | 2.1471 | 2.1595 | 2.1723 | 2.1944 | 2.2429 | 2.3494 | 2.5305 | 2.8023 | 3.1829 | 3.6395 | 4.1417 | 4.6439 | 5.1461 | 5.6233 | 6.0765 | 6.5071 | 6.9163 | 7.3049 | 7.674 | 8.0248 | 8.358 | 8.6745 | 8.9751 | 9.261 | 9.5322 | 9.79 | 10.035 | 10.2678 | 10.4887 | 10.6987 | 10.8982 | 11.0875 | 11.2678
MELROSEGATE | OSBALDWICK | NPgN | NG FES - Community Renewables | Total wind capacity (MW) | BSP | 0.14828 | 0.14828 | 0.14914 | 0.15087 | 0.15387 | 0.16046 | 0.17493 | 0.19955 | 0.23647 | 0.28819 | 0.35023 | 0.41847 | 0.4867 | 0.55494 | 0.61979 | 0.68137 | 0.73987 | 0.79548 | 0.84828 | 0.89843 | 0.9461 | 0.99138 | 1.0344 | 1.0752 | 1.1141 | 1.1509 | 1.186 | 1.2192 | 1.2509 | 1.2809 | 1.3094 | 1.3365 | 1.3623 | 1.3868
NORTH TEES | NORTON | NPgN | NG FES - Community Renewables | Total wind capacity (MW) | BSP | 0.0062079 | 0.0062079 | 0.0062438 | 0.0067606 | 0.0076556 | 0.0096195 | 0.013934 | 0.021273 | 0.032281 | 0.047699 | 0.066196 | 0.086541 | 0.10688 | 0.12723 | 0.14656 | 0.16492 | 0.18236 | 0.19894 | 0.21468 | 0.22963 | 0.24384 | 0.25734 | 0.27016 | 0.28234 | 0.29392 | 0.30491 | 0.31535 | 0.32527 | 0.3347 | 0.34365 | 0.35216 | 0.36024 | 0.36791 | 0.37521
POTTER HOUSE | SPENNYMOOR | NPgN | NG FES - Community Renewables | Total wind capacity (MW) | BSP | 7.9971 | 7.9971 | 7.9994 | 8.0026 | 8.0082 | 8.0203 | 8.047 | 8.0924 | 8.1604 | 8.2558 | 8.3701 | 8.4959 | 8.6217 | 8.7475 | 8.867 | 8.9805 | 9.0884 | 9.1909 | 9.2882 | 9.3807 | 9.4685 | 9.552 | 9.6313 | 9.7066 | 9.7782 | 9.8461 | 9.9107 | 9.972 | 10.0304 | 10.0857 | 10.1383 | 10.1883 | 10.2357 | 10.2808
RAVENSWORTH | STELLA SOUTH | NPgN | NG FES - Community Renewables | Total wind capacity (MW) | BSP | 0.010348 | 0.010348 | 0.010408 | 0.010901 | 0.011753 | 0.013625 | 0.017737 | 0.024731 | 0.035222 | 0.049916 | 0.067545 | 0.086933 | 0.10632 | 0.12571 | 0.14413 | 0.16163 | 0.17825 | 0.19405 | 0.20905 | 0.2233 | 0.23684 | 0.24971 | 0.26193 | 0.27353 | 0.28457 | 0.29504 | 0.30499 | 0.31445 | 0.32344 | 0.33197 | 0.34007 | 0.34778 | 0.35509 | 0.36205
SCARBOROUGH GRID | OSBALDWICK | NPgN | NG FES - Community Renewables | Total wind capacity (MW) | BSP | 0.5187 | 0.5187 | 0.52169 | 0.52681 | 0.53568 | 0.55514 | 0.59788 | 0.67058 | 0.77964 | 0.93238 | 1.1156 | 1.3172 | 1.5187 | 1.7202 | 1.9117 | 2.0936 | 2.2664 | 2.4306 | 2.5866 | 2.7347 | 2.8755 | 3.0092 | 3.1362 | 3.2568 | 3.3716 | 3.4804 | 3.5839 | 3.6822 | 3.7756 | 3.8643 | 3.9485 | 4.0286 | 4.1046 | 4.1769
SEAL SANDS | SALTHOLME | NPgN | NG FES - Community Renewables | Total wind capacity (MW) | BSP | 0 | 0 | 0 | 0 | 0 | 0 | 0 | 0 | 0 | 0 | 0 | 0 | 0 | 0 | 0 | 0 | 0 | 0 | 0 | 0 | 0 | 0 | 0 | 0 | 0 | 0 | 0 | 0 | 0 | 0 | 0 | 0 | 0 | 0
SPADEADAM 33KV | SPADEADAM | NPgN | NG FES - Community Renewables | Total wind capacity (MW) | BSP | 0.0015771 | 0.0015771 | 0.0015862 | 0.0017225 | 0.0019586 | 0.0024768 | 0.0036149 | 0.005551 | 0.0084552 | 0.012523 | 0.017402 | 0.022769 | 0.028136 | 0.033503 | 0.038603 | 0.043446 | 0.048047 | 0.05242 | 0.056573 | 0.060518 | 0.064267 | 0.067828 | 0.07121 | 0.074422 | 0.077478 | 0.080376 | 0.083131 | 0.085749 | 0.088237 | 0.090598 | 0.092842 | 0.094975 | 0.096998 | 0.098924
SPENNYMOOR 132/66KV | SPENNYMOOR | NPgN | NG FES - Community Renewables | Total wind capacity (MW) | BSP | 43.8398 | 43.8398 | 43.8559 | 43.8611 | 43.8699 | 43.8893 | 43.932 | 44.0046 | 44.1135 | 44.266 | 44.449 | 44.6503 | 44.8515 | 45.0528 | 45.244 | 45.4256 | 45.5982 | 45.7622 | 45.9179 | 46.0658 | 46.2064 | 46.34 | 46.4668 | 46.5872 | 46.7018 | 46.8105 | 46.9138 | 47.012 | 47.1053 | 47.1938 | 47.278 | 47.3579 | 47.4338 | 47.506
TORONTO | SPENNYMOOR | NPgN | NG FES - Community Renewables | Total wind capacity (MW) | BSP | 23.2233 | 23.2233 | 23.2257 | 23.2285 | 23.2333 | 23.2439 | 23.2671 | 23.3066 | 23.3658 | 23.4488 | 23.5483 | 23.6577 | 23.7672 | 23.8766 | 23.9806 | 24.0794 | 24.1732 | 24.2624 | 24.3471 | 24.4276 | 24.504 | 24.5766 | 24.6456 | 24.7111 | 24.7734 | 24.8325 | 24.8887 | 24.9421 | 24.9928 | 25.041 | 25.0868 | 25.1303 | 25.1715 | 25.2108
WORMALD GREEN 132/33KV | KNARESBOROUGH | NPgN | NG FES - Community Renewables | Total wind capacity (MW) | BSP | 0.080214 | 0.080214 | 0.080677 | 0.083746 | 0.08906 | 0.10072 | 0.12634 | 0.16992 | 0.23528 | 0.32683 | 0.43666 | 0.55746 | 0.67824 | 0.79904 | 0.91383 | 1.0228 | 1.1264 | 1.2248 | 1.3183 | 1.4071 | 1.4915 | 1.5716 | 1.6477 | 1.72 | 1.7888 | 1.8541 | 1.9161 | 1.975 | 2.031 | 2.0841 | 2.1346 | 2.1826 | 2.2282 | 2.2715
ATTERCLIFFE | WEST MELTON / THORPE MARSH | NPgY | NG FES - Community Renewables | Total wind capacity (MW) | BSP | 0 | 0 | 0 | 0.0013634 | 0.0036877 | 0.0088097 | 0.020066 | 0.039204 | 0.067915 | 0.1081 | 0.15633 | 0.20938 | 0.26244 | 0.31548 | 0.36589 | 0.41377 | 0.45926 | 0.50246 | 0.54352 | 0.58252 | 0.61956 | 0.65476 | 0.6882 | 0.71996 | 0.75014 | 0.77881 | 0.80604 | 0.83191 | 0.85648 | 0.87984 | 0.90202 | 0.9231 | 0.94311 | 0.96213
BARUGH 132/66KV | WEST MELTON SECTION 3 | NPgY | NG FES - Community Renewables | Total wind capacity (MW) | BSP | 0.68632 | 0.70266 | 0.7067 | 0.7106 | 0.71726 | 0.73191 | 0.76413 | 0.8189 | 0.90106 | 1.0161 | 1.1541 | 1.3059 | 1.4578 | 1.6096 | 1.7538 | 1.8908 | 2.021 | 2.1447 | 2.2622 | 2.3738 | 2.4798 | 2.5805 | 2.6762 | 2.7671 | 2.8535 | 2.9355 | 3.0135 | 3.0875 | 3.1578 | 3.2247 | 3.2881 | 3.3485 | 3.4057 | 3.4602
BEESTON ROYDS 132/33KV | KIRKSTALL B | NPgY | NG FES - Community Renewables | Total wind capacity (MW) | BSP | 2.5425 | 2.5436 | 2.5438 | 2.546 | 2.5497 | 2.558 | 2.5761 | 2.607 | 2.6532 | 2.718 | 2.7957 | 2.8812 | 2.9667 | 3.0521 | 3.1334 | 3.2105 | 3.2838 | 3.3534 | 3.4196 | 3.4824 | 3.5421 | 3.5988 | 3.6527 | 3.7039 | 3.7525 | 3.7987 | 3.8426 | 3.8843 | 3.9239 | 3.9615 | 3.9972 | 4.0312 | 4.0634 | 4.0941
BEVERLEY 132/33KV | CREYKE BECK | NPgY | NG FES - Community Renewables | Total wind capacity (MW) | BSP | 53.1262 | 53.2547 | 53.2865 | 53.3093 | 53.3483 | 53.434 | 53.6225 | 53.943 | 54.4238 | 55.0968 | 55.9044 | 56.7928 | 57.6812 | 58.5695 | 59.4136 | 60.2153 | 60.9771 | 61.7005 | 62.3881 | 63.0411 | 63.6615 | 64.2508 | 64.8109 | 65.3428 | 65.848 | 66.3282 | 66.7842 | 67.2174 | 67.6289 | 68.0199 | 68.3914 | 68.7444 | 69.0795 | 69.398
BINGLEY 132/33KV | BRADFORD WEST | NPgY | NG FES - Community Renewables | Total wind capacity (MW) | BSP | 0.58044 | 0.59426 | 0.59768 | 0.59963 | 0.60296 | 0.61029 | 0.62641 | 0.65381 | 0.69492 | 0.75246 | 0.82151 | 0.89747 | 0.97343 | 1.0494 | 1.1215 | 1.1901 | 1.2552 | 1.3171 | 1.3759 | 1.4317 | 1.4847 | 1.5351 | 1.583 | 1.6285 | 1.6717 | 1.7128 | 1.7517 | 1.7888 | 1.824 | 1.8574 | 1.8892 | 1.9193 | 1.948 | 1.9752
BLACKBURN MEADOWS B | WEST MELTON / THORPE MARSH | NPgY | NG FES - Community Renewables | Total wind capacity (MW) | BSP | 0 | 0 | 0 | 0.00062895 | 0.0017012 | 0.004064 | 0.0092564 | 0.018085 | 0.03133 | 0.049869 | 0.072118 | 0.09659 | 0.12107 | 0.14554 | 0.16879 | 0.19087 | 0.21186 | 0.23179 | 0.25073 | 0.26872 | 0.28581 | 0.30205 | 0.31747 | 0.33213 | 0.34605 | 0.35927 | 0.37183 | 0.38377 | 0.39511 | 0.40588 | 0.41611 | 0.42583 | 0.43507 | 0.44384
BLYTON | KEADBY | NPgY | NG FES - Community Renewables | Total wind capacity (MW) | BSP | 2.5522 | 2.613 | 2.628 | 2.6377 | 2.6541 | 2.6902 | 2.7696 | 2.9047 | 3.1073 | 3.3909 | 3.7312 | 4.1056 | 4.48 | 4.8543 | 5.21 | 5.5479 | 5.8689 | 6.1738 | 6.4635 | 6.7387 | 7.0002 | 7.2485 | 7.4845 | 7.7087 | 7.9216 | 8.1239 | 8.3161 | 8.4987 | 8.6721 | 8.8369 | 8.9934 | 9.1421 | 9.2834 | 9.4176
BRADFORD | BRADFORD WEST | NPgY | NG FES - Community Renewables | Total wind capacity (MW) | BSP | 0 | 0 | 0 | 0.0024289 | 0.0065695 | 0.015694 | 0.035746 | 0.069841 | 0.12099 | 0.19258 | 0.2785 | 0.37301 | 0.46753 | 0.56202 | 0.65182 | 0.73711 | 0.81815 | 0.89512 | 0.96826 | 1.0377 | 1.1037 | 1.1664 | 1.226 | 1.2826 | 1.3363 | 1.3874 | 1.4359 | 1.482 | 1.5258 | 1.5674 | 1.6069 | 1.6445 | 1.6801 | 1.714
BRAMHAM | FERRYBRIDGE B | NPgY | NG FES - Community Renewables | Total wind capacity (MW) | BSP | 9.8289 | 9.832 | 9.8328 | 9.8418 | 9.8571 | 9.8909 | 9.9651 | 10.0913 | 10.2805 | 10.5455 | 10.8634 | 11.2132 | 11.5629 | 11.9126 | 12.245 | 12.5606 | 12.8605 | 13.1453 | 13.416 | 13.6731 | 13.9173 | 14.1493 | 14.3698 | 14.5792 | 14.7781 | 14.9671 | 15.1466 | 15.3172 | 15.4792 | 15.6331 | 15.7794 | 15.9183 | 16.0503 | 16.1757
BRANSHOLME | CREYKE BECK | NPgY | NG FES - Community Renewables | Total wind capacity (MW) | BSP | 0.45785 | 0.46875 | 0.47144 | 0.47357 | 0.47719 | 0.48518 | 0.50272 | 0.53255 | 0.5773 | 0.63994 | 0.71512 | 0.7978 | 0.8805 | 0.96318 | 1.0418 | 1.1164 | 1.1873 | 1.2546 | 1.3186 | 1.3794 | 1.4371 | 1.492 | 1.5441 | 1.5936 | 1.6407 | 1.6854 | 1.7278 | 1.7681 | 1.8064 | 1.8428 | 1.8774 | 1.9103 | 1.9415 | 1.9711
BRIGHOUSE 132/33KV | ELLAND | NPgY | NG FES - Community Renewables | Total wind capacity (MW) | BSP | 0.14955 | 0.15311 | 0.15399 | 0.15767 | 0.16394 | 0.17775 | 0.20812 | 0.25974 | 0.33719 | 0.4456 | 0.5757 | 0.71881 | 0.86193 | 1.005 | 1.141 | 1.2701 | 1.3929 | 1.5094 | 1.6201 | 1.7253 | 1.8253 | 1.9202 | 2.0104 | 2.0961 | 2.1775 | 2.2548 | 2.3283 | 2.3981 | 2.4644 | 2.5274 | 2.5872 | 2.6441 | 2.6981 | 2.7494
DONCASTER B/THORPE MARSH | WEST MELTON / THORPE MARSH | NPgY | NG FES - Community Renewables | Total wind capacity (MW) | BSP | 67.1801 | 67.2059 | 67.2122 | 67.2257 | 67.2486 | 67.2991 | 67.4101 | 67.5987 | 67.8818 | 68.278 | 68.7535 | 69.2765 | 69.7996 | 70.3225 | 70.8195 | 71.2914 | 71.74 | 72.1659 | 72.5706 | 72.9551 | 73.3203 | 73.6673 | 73.997 | 74.3102 | 74.6077 | 74.8903 | 75.1588 | 75.4139 | 75.6561 | 75.8863 | 76.105 | 76.3128 | 76.5101 | 76.6976
DONCASTER CENTRAL | WEST MELTON / THORPE MARSH | NPgY | NG FES - Community Renewables | Total wind capacity (MW) | BSP | 0 | 0 | 0 | 0.0020905 | 0.0056542 | 0.013508 | 0.030766 | 0.060111 | 0.10413 | 0.16575 | 0.2397 | 0.32104 | 0.40239 | 0.48372 | 0.56101 | 0.63441 | 0.70417 | 0.77041 | 0.83336 | 0.89315 | 0.94996 | 1.0039 | 1.0552 | 1.1039 | 1.1502 | 1.1941 | 1.2359 | 1.2755 | 1.3132 | 1.349 | 1.383 | 1.4154 | 1.446 | 1.4752
DRIFFIELD/BEVERLEY GROUP | CREYKE BECK | NPgY | NG FES - Community Renewables | Total wind capacity (MW) | BSP | 102.7206 | 102.9694 | 103.031 | 103.069 | 103.1338 | 103.2766 | 103.5905 | 104.1242 | 104.9248 | 106.0454 | 107.3902 | 108.8695 | 110.349 | 111.8281 | 113.2337 | 114.5686 | 115.8372 | 117.0418 | 118.1867 | 119.2741 | 120.3072 | 121.2885 | 122.2211 | 123.1068 | 123.9482 | 124.7477 | 125.507 | 126.2285 | 126.9137 | 127.5648 | 128.1833 | 128.7711 | 129.3292 | 129.8595
FEATHERSTONE | FERRYBRIDGE B | NPgY | NG FES - Community Renewables | Total wind capacity (MW) | BSP | 0.28297 | 0.28971 | 0.29138 | 0.29412 | 0.29879 | 0.30908 | 0.3317 | 0.37015 | 0.42785 | 0.5086 | 0.60551 | 0.71212 | 0.81873 | 0.92532 | 1.0266 | 1.1228 | 1.2142 | 1.301 | 1.3835 | 1.4619 | 1.5363 | 1.6071 | 1.6743 | 1.7381 | 1.7987 | 1.8563 | 1.9111 | 1.963 | 2.0124 | 2.0593 | 2.1039 | 2.1463 | 2.1865 | 2.2247
GIRLINGTON | BRADFORD WEST | NPgY | NG FES - Community Renewables | Total wind capacity (MW) | BSP | 0 | 0 | 0 | 0.001377 | 0.0037244 | 0.0088974 | 0.020265 | 0.039595 | 0.068591 | 0.10918 | 0.15789 | 0.21147 | 0.26505 | 0.31863 | 0.36954 | 0.41789 | 0.46383 | 0.50747 | 0.54893 | 0.58832 | 0.62573 | 0.66128 | 0.69506 | 0.72714 | 0.75761 | 0.78657 | 0.81407 | 0.8402 | 0.86502 | 0.8886 | 0.911 | 0.93229 | 0.95251 | 0.97171
HALIFAX 132/33KV | ELLAND | NPgY | NG FES - Community Renewables | Total wind capacity (MW) | BSP | 0.42379 | 0.43388 | 0.43638 | 0.43851 | 0.44216 | 0.45019 | 0.46783 | 0.49784 | 0.54285 | 0.60585 | 0.68146 | 0.76462 | 0.8478 | 0.93096 | 1.01 | 1.085 | 1.1564 | 1.2241 | 1.2884 | 1.3496 | 1.4077 | 1.4628 | 1.5153 | 1.5651 | 1.6124 | 1.6573 | 1.7 | 1.7406 | 1.7791 | 1.8157 | 1.8505 | 1.8835 | 1.9149 | 1.9447
HECKMONDWIKE | SKELTON GRANGE | NPgY | NG FES - Community Renewables | Total wind capacity (MW) | BSP | 0.021059 | 0.02156 | 0.021684 | 0.023862 | 0.027573 | 0.035752 | 0.053726 | 0.084287 | 0.13013 | 0.19431 | 0.27132 | 0.35604 | 0.44076 | 0.52546 | 0.60595 | 0.6824 | 0.75505 | 0.82403 | 0.8896 | 0.95187 | 1.011 | 1.0672 | 1.1206 | 1.1714 | 1.2195 | 1.2653 | 1.3088 | 1.3501 | 1.3894 | 1.4266 | 1.4621 | 1.4957 | 1.5277 | 1.5581
HOLMFIELD | BRADFORD WEST | NPgY | NG FES - Community Renewables | Total wind capacity (MW) | BSP | 23.7364 | 23.7658 | 23.7731 | 23.7782 | 23.787 | 23.8063 | 23.8487 | 23.9207 | 24.0289 | 24.1802 | 24.3619 | 24.5617 | 24.7615 | 24.9613 | 25.1512 | 25.3315 | 25.5029 | 25.6656 | 25.8202 | 25.9671 | 26.1066 | 26.2392 | 26.3652 | 26.4848 | 26.5985 | 26.7064 | 26.809 | 26.9065 | 26.999 | 27.087 | 27.1705 | 27.2499 | 27.3253 | 27.3969
HULL EAST 132/33KV | SALTEND NORTH | NPgY | NG FES - Community Renewables | Total wind capacity (MW) | BSP | 37.3409 | 37.4501 | 37.4771 | 37.4867 | 37.503 | 37.539 | 37.618 | 37.7524 | 37.954 | 38.2363 | 38.575 | 38.9475 | 39.3201 | 39.6927 | 40.0467 | 40.3829 | 40.7024 | 41.0058 | 41.2941 | 41.568 | 41.8281 | 42.0753 | 42.3102 | 42.5332 | 42.7451 | 42.9465 | 43.1377 | 43.3194 | 43.492 | 43.656 | 43.8118 | 43.9598 | 44.1004 | 44.2339
HULL SOUTH | CREYKE BECK | NPgY | NG FES - Community Renewables | Total wind capacity (MW) | BSP | 0.039187 | 0.04012 | 0.040351 | 0.043396 | 0.048589 | 0.060031 | 0.085176 | 0.12793 | 0.19207 | 0.28185 | 0.38959 | 0.5081 | 0.62663 | 0.74513 | 0.85774 | 0.96469 | 1.0663 | 1.1628 | 1.2545 | 1.3417 | 1.4244 | 1.503 | 1.5778 | 1.6487 | 1.7161 | 1.7802 | 1.841 | 1.8988 | 1.9537 | 2.0059 | 2.0554 | 2.1025 | 2.1472 | 2.1897
HULL WEST | CREYKE BECK | NPgY | NG FES - Community Renewables | Total wind capacity (MW) | BSP | 12.9136 | 12.9473 | 12.9556 | 12.9704 | 12.9956 | 13.0511 | 13.1732 | 13.3807 | 13.692 | 14.1278 | 14.6508 | 15.226 | 15.8013 | 16.3765 | 16.9231 | 17.4422 | 17.9355 | 18.404 | 18.8492 | 19.272 | 19.6738 | 20.0554 | 20.418 | 20.7625 | 21.0896 | 21.4005 | 21.6958 | 21.9764 | 22.2428 | 22.496 | 22.7365 | 22.9651 | 23.1821 | 23.3884
HUMBERSTON | GRIMSBY WEST | NPgY | NG FES - Community Renewables | Total wind capacity (MW) | BSP | 24.6 | 24.6 | 24.6 | 24.6019 | 24.6052 | 24.6125 | 24.6284 | 24.6554 | 24.696 | 24.7529 | 24.8211 | 24.8961 | 24.9712 | 25.0462 | 25.1175 | 25.1852 | 25.2495 | 25.3106 | 25.3687 | 25.4238 | 25.4762 | 25.526 | 25.5733 | 25.6182 | 25.6609 | 25.7014 | 25.74 | 25.7765 | 25.8113 | 25.8443 | 25.8757 | 25.9055 | 25.9338 | 25.9607
HUNNINGLEY | WEST MELTON SECTION 3 | NPgY | NG FES - Community Renewables | Total wind capacity (MW) | BSP | 0 | 0 | 0 | 0.0016961 | 0.0045875 | 0.010959 | 0.024962 | 0.04877 | 0.084486 | 0.13448 | 0.19448 | 0.26047 | 0.32647 | 0.39246 | 0.45517 | 0.51472 | 0.57132 | 0.62506 | 0.67614 | 0.72465 | 0.77074 | 0.81452 | 0.85612 | 0.89564 | 0.93317 | 0.96884 | 1.0027 | 1.0349 | 1.0655 | 1.0945 | 1.1221 | 1.1483 | 1.1732 | 1.1969
HUNSHELF | WEST MELTON SECTION 3 | NPgY | NG FES - Community Renewables | Total wind capacity (MW) | BSP | 6.8855 | 6.8934 | 6.8953 | 6.897 | 6.9 | 6.9065 | 6.9207 | 6.945 | 6.9814 | 7.0323 | 7.0934 | 7.1606 | 7.2278 | 7.295 | 7.3589 | 7.4195 | 7.4772 | 7.5319 | 7.5839 | 7.6333 | 7.6803 | 7.7249 | 7.7672 | 7.8075 | 7.8457 | 7.882 | 7.9165 | 7.9493 | 7.9804 | 8.01 | 8.0381 | 8.0648 | 8.0902 | 8.1143
IMMINGHAM | GRIMSBY WEST | NPgY | NG FES - Community Renewables | Total wind capacity (MW) | BSP | 0.0054782 | 0.0056086 | 0.0056409 | 0.0084426 | 0.013219 | 0.023744 | 0.046875 | 0.086204 | 0.1452 | 0.22779 | 0.3269 | 0.43591 | 0.54494 | 0.65395 | 0.75753 | 0.85591 | 0.9494 | 1.0382 | 1.1226 | 1.2027 | 1.2788 | 1.3511 | 1.4199 | 1.4851 | 1.5471 | 1.6061 | 1.662 | 1.7152 | 1.7657 | 1.8137 | 1.8593 | 1.9026 | 1.9437 | 1.9828
KIRKHAW LANE | FERRYBRIDGE B | NPgY | NG FES - Community Renewables | Total wind capacity (MW) | BSP | 1.4 | 1.4333 | 1.4415 | 1.4459 | 1.4532 | 1.4695 | 1.5052 | 1.5659 | 1.6569 | 1.7844 | 1.9373 | 2.1056 | 2.2738 | 2.4421 | 2.6019 | 2.7538 | 2.898 | 3.035 | 3.1653 | 3.2889 | 3.4064 | 3.518 | 3.6241 | 3.7248 | 3.8205 | 3.9115 | 3.9978 | 4.0799 | 4.1578 | 4.2319 | 4.3022 | 4.3691 | 4.4325 | 4.4929
KIRKSTALL C 2/5 | KIRKSTALL B | NPgY | NG FES - Community Renewables | Total wind capacity (MW) | BSP | 0 | 0 | 0 | 0.00044559 | 0.0012052 | 0.0028792 | 0.0065578 | 0.012813 | 0.022196 | 0.03533 | 0.051092 | 0.068431 | 0.08577 | 0.10311 | 0.11958 | 0.13523 | 0.1501 | 0.16421 | 0.17763 | 0.19038 | 0.20249 | 0.21399 | 0.22492 | 0.2353 | 0.24516 | 0.25453 | 0.26343 | 0.27189 | 0.27992 | 0.28755 | 0.2948 | 0.30169 | 0.30823 | 0.31444
KIRKSTALL C/RING ROAD HORSFORTH | KIRKSTALL B | NPgY | NG FES - Community Renewables | Total wind capacity (MW) | BSP | 0.019812 | 0.020284 | 0.020401 | 0.023513 | 0.028818 | 0.04051 | 0.066203 | 0.10989 | 0.17543 | 0.26716 | 0.37725 | 0.49835 | 0.61946 | 0.74054 | 0.8556 | 0.96488 | 1.0687 | 1.1673 | 1.2611 | 1.3501 | 1.4346 | 1.515 | 1.5913 | 1.6638 | 1.7327 | 1.7981 | 1.8603 | 1.9194 | 1.9755 | 2.0288 | 2.0794 | 2.1275 | 2.1732 | 2.2166
LEEDS EAST | SKELTON GRANGE | NPgY | NG FES - Community Renewables | Total wind capacity (MW) | BSP | 0.017901 | 0.018327 | 0.018433 | 0.020428 | 0.02383 | 0.031326 | 0.0478 | 0.075811 | 0.11783 | 0.17665 | 0.24723 | 0.32488 | 0.40253 | 0.48016 | 0.55394 | 0.624 | 0.69059 | 0.75381 | 0.8139 | 0.87098 | 0.9252 | 0.97671 | 1.0257 | 1.0721 | 1.1163 | 1.1583 | 1.1981 | 1.236 | 1.272 | 1.3061 | 1.3386 | 1.3694 | 1.3987 | 1.4266
LEEDS NORTH | SKELTON GRANGE | NPgY | NG FES - Community Renewables | Total wind capacity (MW) | BSP | 0 | 0 | 0 | 0.0016124 | 0.0043613 | 0.010419 | 0.023731 | 0.046365 | 0.08032 | 0.12785 | 0.18489 | 0.24763 | 0.31038 | 0.37311 | 0.43272 | 0.48934 | 0.54315 | 0.59424 | 0.6428 | 0.68892 | 0.73273 | 0.77435 | 0.81391 | 0.85147 | 0.88716 | 0.92107 | 0.95327 | 0.98387 | 1.0129 | 1.0405 | 1.0668 | 1.0917 | 1.1154 | 1.1379
LINDLEY | ELLAND | NPgY | NG FES - Community Renewables | Total wind capacity (MW) | BSP | 0.82832 | 0.84805 | 0.85293 | 0.85614 | 0.86163 | 0.87371 | 0.90026 | 0.94541 | 1.0131 | 1.1079 | 1.2217 | 1.3468 | 1.472 | 1.5971 | 1.716 | 1.829 | 1.9363 | 2.0382 | 2.1351 | 2.227 | 2.3144 | 2.3975 | 2.4764 | 2.5513 | 2.6225 | 2.6901 | 2.7543 | 2.8154 | 2.8733 | 2.9284 | 2.9807 | 3.0305 | 3.0777 | 3.1225
LOW ROAD | SKELTON GRANGE | NPgY | NG FES - Community Renewables | Total wind capacity (MW) | BSP | 0.043221 | 0.04425 | 0.044505 | 0.045688 | 0.047705 | 0.052148 | 0.061914 | 0.078519 | 0.10343 | 0.1383 | 0.18014 | 0.22617 | 0.2722 | 0.31822 | 0.36196 | 0.40349 | 0.44296 | 0.48044 | 0.51607 | 0.5499 | 0.58204 | 0.61258 | 0.64159 | 0.66915 | 0.69533 | 0.72021 | 0.74383 | 0.76628 | 0.7876 | 0.80786 | 0.8271 | 0.84539 | 0.86276 | 0.87926
MALLARD WAY | WEST MELTON / THORPE MARSH | NPgY | NG FES - Community Renewables | Total wind capacity (MW) | BSP | 0 | 0 | 0 | 0.0024234 | 0.0065549 | 0.015659 | 0.035667 | 0.069686 | 0.12072 | 0.19215 | 0.27788 | 0.37218 | 0.46649 | 0.56077 | 0.65037 | 0.73547 | 0.81633 | 0.89312 | 0.9661 | 1.0354 | 1.1013 | 1.1638 | 1.2233 | 1.2797 | 1.3334 | 1.3843 | 1.4327 | 1.4787 | 1.5224 | 1.5639 | 1.6033 | 1.6408 | 1.6764 | 1.7102
MENSTON | BRADFORD WEST | NPgY | NG FES - Community Renewables | Total wind capacity (MW) | BSP | 0.22836 | 0.23379 | 0.23514 | 0.2367 | 0.23936 | 0.24523 | 0.25813 | 0.28007 | 0.31297 | 0.35903 | 0.4143 | 0.4751 | 0.5359 | 0.59669 | 0.65446 | 0.70933 | 0.76147 | 0.81098 | 0.85803 | 0.90272 | 0.94518 | 0.98551 | 1.0238 | 1.0602 | 1.0948 | 1.1277 | 1.1589 | 1.1885 | 1.2167 | 1.2435 | 1.2689 | 1.293 | 1.316 | 1.3378
MOSS ROAD | GRIMSBY WEST | NPgY | NG FES - Community Renewables | Total wind capacity (MW) | BSP | 0 | 0 | 0 | 0.001378 | 0.0037273 | 0.0089042 | 0.020281 | 0.039625 | 0.068644 | 0.10926 | 0.15801 | 0.21163 | 0.26526 | 0.31887 | 0.36982 | 0.41821 | 0.46419 | 0.50785 | 0.54935 | 0.58877 | 0.62621 | 0.66178 | 0.69559 | 0.72769 | 0.75819 | 0.78717 | 0.81469 | 0.84084 | 0.86568 | 0.88928 | 0.9117 | 0.933 | 0.95323 | 0.97246
OSGODBY 1/2 | DRAX | NPgY | NG FES - Community Renewables | Total wind capacity (MW) | BSP | 0 | 0 | 0 | 0 | 0 | 0 | 0 | 0 | 0 | 0 | 0 | 0 | 0 | 0 | 0 | 0 | 0 | 0 | 0 | 0 | 0 | 0 | 0 | 0 | 0 | 0 | 0 | 0 | 0 | 0 | 0 | 0 | 0 | 0
OSGODBY 3/4 | DRAX | NPgY | NG FES - Community Renewables | Total wind capacity (MW) | BSP | 35.2532 | 35.276 | 35.2816 | 35.2954 | 35.319 | 35.3709 | 35.485 | 35.6789 | 35.9698 | 36.377 | 36.8658 | 37.4033 | 37.941 | 38.4785 | 38.9892 | 39.4744 | 39.9354 | 40.3731 | 40.7892 | 41.1843 | 41.5597 | 41.9164 | 42.2553 | 42.5771 | 42.8829 | 43.1734 | 43.4493 | 43.7115 | 43.9605 | 44.1971 | 44.4219 | 44.6355 | 44.8383 | 45.031
RODLEY | SKELTON GRANGE | NPgY | NG FES - Community Renewables | Total wind capacity (MW) | BSP | 0.018441 | 0.01888 | 0.018988 | 0.021139 | 0.024805 | 0.032885 | 0.050641 | 0.080831 | 0.12612 | 0.18952 | 0.2656 | 0.34928 | 0.43298 | 0.51665 | 0.59617 | 0.67169 | 0.74345 | 0.8116 | 0.87637 | 0.93788 | 0.99632 | 1.0518 | 1.1046 | 1.1547 | 1.2023 | 1.2475 | 1.2905 | 1.3313 | 1.3701 | 1.4069 | 1.4419 | 1.4751 | 1.5067 | 1.5367
SAINT ANDREWS ROAD 132/33KV | SKELTON GRANGE | NPgY | NG FES - Community Renewables | Total wind capacity (MW) | BSP | 0.13825 | 0.14154 | 0.14235 | 0.14494 | 0.14935 | 0.15907 | 0.18042 | 0.21672 | 0.27119 | 0.34742 | 0.43891 | 0.53955 | 0.6402 | 0.74082 | 0.83644 | 0.92726 | 1.0136 | 1.0955 | 1.1734 | 1.2474 | 1.3177 | 1.3844 | 1.4479 | 1.5081 | 1.5654 | 1.6197 | 1.6714 | 1.7205 | 1.7671 | 1.8114 | 1.8535 | 1.8935 | 1.9314 | 1.9675
SALTEND 132/33KV | SALTEND NORTH | NPgY | NG FES - Community Renewables | Total wind capacity (MW) | BSP | 0.037835 | 0.038735 | 0.038958 | 0.03897 | 0.03899 | 0.039034 | 0.03913 | 0.039294 | 0.039539 | 0.039883 | 0.040296 | 0.04075 | 0.041203 | 0.041657 | 0.042088 | 0.042498 | 0.042887 | 0.043257 | 0.043608 | 0.043941 | 0.044258 | 0.044559 | 0.044845 | 0.045117 | 0.045375 | 0.04562 | 0.045853 | 0.046075 | 0.046285 | 0.046485 | 0.046674 | 0.046855 | 0.047026 | 0.047189
SANTON | KEADBY | NPgY | NG FES - Community Renewables | Total wind capacity (MW) | BSP | 1.3311 | 1.3627 | 1.3706 | 1.38 | 1.3961 | 1.4316 | 1.5095 | 1.642 | 1.8407 | 2.1189 | 2.4528 | 2.8201 | 3.1873 | 3.5546 | 3.9035 | 4.2349 | 4.5498 | 4.8489 | 5.1331 | 5.4031 | 5.6596 | 5.9032 | 6.1347 | 6.3546 | 6.5635 | 6.762 | 6.9505 | 7.1296 | 7.2997 | 7.4613 | 7.6149 | 7.7608 | 7.8993 | 8.031
SCUNTHORPE NORTH | KEADBY | NPgY | NG FES - Community Renewables | Total wind capacity (MW) | BSP | 28.1752 | 28.1753 | 28.1753 | 28.1815 | 28.1921 | 28.2154 | 28.2666 | 28.3537 | 28.4844 | 28.6672 | 28.8867 | 29.1281 | 29.3695 | 29.6109 | 29.8402 | 30.0581 | 30.2651 | 30.4617 | 30.6485 | 30.8259 | 30.9945 | 31.1547 | 31.3068 | 31.4514 | 31.5887 | 31.7191 | 31.843 | 31.9608 | 32.0726 | 32.1788 | 32.2798 | 32.3757 | 32.4667 | 32.5533
SCUNTHORPE SOUTH | KEADBY | NPgY | NG FES - Community Renewables | Total wind capacity (MW) | BSP | 0.48099 | 0.49244 | 0.49527 | 0.50622 | 0.52487 | 0.56599 | 0.65634 | 0.80997 | 1.0404 | 1.363 | 1.7502 | 2.176 | 2.6019 | 3.0277 | 3.4323 | 3.8166 | 4.1818 | 4.5285 | 4.8581 | 5.1712 | 5.4685 | 5.751 | 6.0195 | 6.2745 | 6.5167 | 6.7468 | 6.9654 | 7.1731 | 7.3703 | 7.5578 | 7.7358 | 7.905 | 8.0657 | 8.2183
SILSDEN | BRADFORD WEST | NPgY | NG FES - Community Renewables | Total wind capacity (MW) | BSP | 0.99908 | 1.0229 | 1.0288 | 1.0796 | 1.1663 | 1.3574 | 1.7774 | 2.4915 | 3.5627 | 5.0621 | 6.8616 | 8.8409 | 10.8205 | 12.7996 | 14.6803 | 16.4665 | 18.1639 | 19.7758 | 21.3077 | 22.7627 | 24.1449 | 25.458 | 26.7058 | 27.891 | 29.0167 | 30.0865 | 31.1025 | 32.0678 | 32.9846 | 33.8559 | 34.6834 | 35.4699 | 36.2167 | 36.9263
SOWERBY BRIDGE 132/33KV | ELLAND | NPgY | NG FES - Community Renewables | Total wind capacity (MW) | BSP | 21.484 | 21.5194 | 21.5281 | 21.5338 | 21.5435 | 21.565 | 21.6121 | 21.6921 | 21.8123 | 21.9804 | 22.1822 | 22.4042 | 22.6261 | 22.8481 | 23.059 | 23.2593 | 23.4496 | 23.6304 | 23.8022 | 23.9653 | 24.1203 | 24.2676 | 24.4075 | 24.5404 | 24.6666 | 24.7866 | 24.9005 | 25.0088 | 25.1116 | 25.2093 | 25.3021 | 25.3903 | 25.474 | 25.5536
STAYGATE | SKELTON GRANGE | NPgY | NG FES - Community Renewables | Total wind capacity (MW) | BSP | 0.071767 | 0.073476 | 0.073899 | 0.075894 | 0.079297 | 0.086796 | 0.10327 | 0.13129 | 0.17332 | 0.23216 | 0.30276 | 0.38043 | 0.4581 | 0.53575 | 0.60955 | 0.67963 | 0.74623 | 0.80948 | 0.86959 | 0.92668 | 0.98091 | 1.0324 | 1.0814 | 1.1279 | 1.1721 | 1.214 | 1.2539 | 1.2918 | 1.3278 | 1.3619 | 1.3944 | 1.4253 | 1.4546 | 1.4824
THORNHILL 132KV | ELLAND | NPgY | NG FES - Community Renewables | Total wind capacity (MW) | BSP | 18.626 | 18.6484 | 18.654 | 18.6581 | 18.665 | 18.6804 | 18.7141 | 18.7714 | 18.8573 | 18.9777 | 19.1221 | 19.2809 | 19.4397 | 19.5986 | 19.7495 | 19.8928 | 20.029 | 20.1584 | 20.2813 | 20.398 | 20.509 | 20.6143 | 20.7145 | 20.8096 | 20.8999 | 20.9857 | 21.0673 | 21.1447 | 21.2183 | 21.2882 | 21.3546 | 21.4177 | 21.4777 | 21.5346
WAKEFIELD MONCKTON ROAD | WEST MELTON SECTION 3 | NPgY | NG FES - Community Renewables | Total wind capacity (MW) | BSP | 0.04936 | 0.050535 | 0.050826 | 0.052585 | 0.055582 | 0.062188 | 0.076705 | 0.10139 | 0.13842 | 0.19025 | 0.25245 | 0.32086 | 0.38929 | 0.4577 | 0.52271 | 0.58445 | 0.64313 | 0.69884 | 0.7518 | 0.80209 | 0.84987 | 0.89526 | 0.93839 | 0.97935 | 1.0183 | 1.0552 | 1.0904 | 1.1237 | 1.1554 | 1.1855 | 1.2141 | 1.2413 | 1.2671 | 1.2917
WAKEFIELD NORTH | SKELTON GRANGE | NPgY | NG FES - Community Renewables | Total wind capacity (MW) | BSP | 0.093801 | 0.096035 | 0.096587 | 0.099424 | 0.10426 | 0.11492 | 0.13834 | 0.17816 | 0.23791 | 0.32153 | 0.42188 | 0.53227 | 0.64267 | 0.75305 | 0.85793 | 0.95755 | 1.0522 | 1.1421 | 1.2275 | 1.3087 | 1.3858 | 1.459 | 1.5286 | 1.5947 | 1.6575 | 1.7171 | 1.7738 | 1.8276 | 1.8788 | 1.9274 | 1.9735 | 2.0174 | 2.059 | 2.0986
WEST MELTON | WEST MELTON SECTION 3 | NPgY | NG FES - Community Renewables | Total wind capacity (MW) | BSP | 9.0174 | 9.0285 | 9.0313 | 9.0377 | 9.0487 | 9.0729 | 9.1261 | 9.2165 | 9.3521 | 9.542 | 9.7698 | 10.0204 | 10.271 | 10.5216 | 10.7597 | 10.9859 | 11.2008 | 11.4049 | 11.5988 | 11.783 | 11.958 | 12.1243 | 12.2823 | 12.4323 | 12.5748 | 12.7103 | 12.8389 | 12.9611 | 13.0772 | 13.1875 | 13.2923 | 13.3919 | 13.4864 | 13.5763
WHINMOOR | FERRYBRIDGE B | NPgY | NG FES - Community Renewables | Total wind capacity (MW) | BSP | 0.029273 | 0.02997 | 0.030142 | 0.032356 | 0.036129 | 0.044444 | 0.062718 | 0.093789 | 0.1404 | 0.20564 | 0.28394 | 0.37007 | 0.4562 | 0.54232 | 0.62415 | 0.70187 | 0.77573 | 0.84586 | 0.91252 | 0.97583 | 1.036 | 1.0931 | 1.1474 | 1.199 | 1.248 | 1.2945 | 1.3387 | 1.3807 | 1.4206 | 1.4585 | 1.4945 | 1.5287 | 1.5612 | 1.5921
WOLD NEWTON | KEADBY | NPgY | NG FES - Community Renewables | Total wind capacity (MW) | BSP | 34.4882 | 34.5141 | 34.5205 | 34.5334 | 34.5554 | 34.6039 | 34.7105 | 34.8918 | 35.1636 | 35.5442 | 36.0008 | 36.5032 | 37.0056 | 37.5079 | 37.9852 | 38.4385 | 38.8693 | 39.2783 | 39.6671 | 40.0364 | 40.3872 | 40.7204 | 41.0371 | 41.3379 | 41.6236 | 41.8951 | 42.153 | 42.398 | 42.6306 | 42.8517 | 43.0618 | 43.2614 | 43.4509 | 43.631
YARBOROUGH ROAD 132/33KV | GRIMSBY WEST | NPgY | NG FES - Community Renewables | Total wind capacity (MW) | BSP | 1.2262 | 1.2554 | 1.2626 | 1.2659 | 1.2716 | 1.2841 | 1.3117 | 1.3585 | 1.4287 | 1.527 | 1.645 | 1.7748 | 1.9045 | 2.0343 | 2.1576 | 2.2747 | 2.386 | 2.4917 | 2.5921 | 2.6875 | 2.7781 | 2.8642 | 2.946 | 3.0237 | 3.0975 | 3.1676 | 3.2342 | 3.2975 | 3.3576 | 3.4148 | 3.469 | 3.5206 | 3.5695 | 3.6161

## CR_PV capacity - domestic
Bulk Supply Point Name | Grid Supply Point Connected to | Licence area | Scenario name | Output parameter_Unit | Substation Type in Forecasting Model | 2017 | 2018 | 2019 | 2020 | 2021 | 2022 | 2023 | 2024 | 2025 | 2026 | 2027 | 2028 | 2029 | 2030 | 2031 | 2032 | 2033 | 2034 | 2035 | 2036 | 2037 | 2038 | 2039 | 2040 | 2041 | 2042 | 2043 | 2044 | 2045 | 2046 | 2047 | 2048 | 2049 | 2050
ANNFIELD | STELLA SOUTH | NPgN | NG FES - Community Renewables | Total PV capacity - domestic (MW) | BSP | 4.7021 | 4.8631 | 5.0962 | 5.6545 | 6.5236 | 7.6411 | 8.9148 | 10.2898 | 11.819 | 13.4213 | 14.9138 | 16.3342 | 17.7291 | 19.099 | 20.3582 | 21.4907 | 22.5654 | 23.5812 | 24.5368 | 25.4345 | 26.2733 | 27.0528 | 27.7736 | 28.4368 | 28.9455 | 29.322 | 29.6884 | 30.0446 | 30.3903 | 30.7253 | 31.0492 | 31.362 | 31.6632 | 31.9526
BARRACK ROAD | STELLA NORTH | NPgN | NG FES - Community Renewables | Total PV capacity - domestic (MW) | BSP | 0.39293 | 0.40639 | 0.42587 | 0.62729 | 0.9409 | 1.3441 | 1.8037 | 2.2998 | 2.8516 | 3.4297 | 3.9683 | 4.4807 | 4.984 | 5.4783 | 5.9327 | 6.3413 | 6.7291 | 7.0956 | 7.4404 | 7.7643 | 8.067 | 8.3482 | 8.6083 | 8.8476 | 9.0312 | 9.167 | 9.2992 | 9.4277 | 9.5525 | 9.6733 | 9.7902 | 9.9031 | 10.0117 | 10.1162
BLUCHER | STELLA NORTH | NPgN | NG FES - Community Renewables | Total PV capacity - domestic (MW) | BSP | 3.739 | 3.8671 | 4.0524 | 4.5136 | 5.2315 | 6.1547 | 7.2068 | 8.3426 | 9.6058 | 10.9294 | 12.1623 | 13.3355 | 14.4878 | 15.6194 | 16.6596 | 17.5951 | 18.4829 | 19.3219 | 20.1113 | 20.8529 | 21.5458 | 22.1897 | 22.7851 | 23.3329 | 23.7531 | 24.0641 | 24.3668 | 24.6611 | 24.9466 | 25.2233 | 25.4909 | 25.7493 | 25.9981 | 26.2372
BOWESFIELD | NORTON | NPgN | NG FES - Community Renewables | Total PV capacity - domestic (MW) | BSP | 6.4553 | 6.6764 | 6.9964 | 7.7068 | 8.8129 | 10.235 | 11.8559 | 13.6057 | 15.5517 | 17.5907 | 19.4901 | 21.2976 | 23.0727 | 24.8161 | 26.4185 | 27.8597 | 29.2274 | 30.52 | 31.7362 | 32.8786 | 33.946 | 34.938 | 35.8553 | 36.6992 | 37.3466 | 37.8257 | 38.292 | 38.7453 | 39.1852 | 39.6115 | 40.0238 | 40.4217 | 40.805 | 41.1734
CHIRTON GRANGE | TYNEMOUTH | NPgN | NG FES - Community Renewables | Total PV capacity - domestic (MW) | BSP | 3.1659 | 3.2744 | 3.4313 | 3.8982 | 4.6251 | 5.5597 | 6.6249 | 7.7749 | 9.0538 | 10.3938 | 11.6421 | 12.83 | 13.9966 | 15.1423 | 16.1954 | 17.1426 | 18.0414 | 18.8909 | 19.6901 | 20.4409 | 21.1424 | 21.7943 | 22.3972 | 22.9518 | 23.3773 | 23.6921 | 23.9986 | 24.2965 | 24.5856 | 24.8657 | 25.1367 | 25.3982 | 25.6501 | 25.8922
COALBURNS | STELLA SOUTH | NPgN | NG FES - Community Renewables | Total PV capacity - domestic (MW) | BSP | 3.0144 | 3.1176 | 3.2671 | 3.5842 | 4.0779 | 4.7128 | 5.4363 | 6.2175 | 7.0862 | 7.9964 | 8.8443 | 9.6512 | 10.4436 | 11.2218 | 11.9372 | 12.5805 | 13.1911 | 13.7681 | 14.311 | 14.821 | 15.2975 | 15.7403 | 16.1498 | 16.5265 | 16.8155 | 17.0294 | 17.2375 | 17.4399 | 17.6363 | 17.8266 | 18.0106 | 18.1883 | 18.3594 | 18.5238
DARLINGTON CENTRAL | NORTON | NPgN | NG FES - Community Renewables | Total PV capacity - domestic (MW) | BSP | 2.4168 | 2.4996 | 2.6194 | 2.8675 | 3.2538 | 3.7504 | 4.3165 | 4.9276 | 5.6072 | 6.3193 | 6.9826 | 7.6138 | 8.2337 | 8.8425 | 9.4022 | 9.9055 | 10.3831 | 10.8345 | 11.2592 | 11.6582 | 12.031 | 12.3774 | 12.6977 | 12.9924 | 13.2185 | 13.3858 | 13.5487 | 13.707 | 13.8606 | 14.0095 | 14.1535 | 14.2925 | 14.4263 | 14.555
DARLINGTON NORTH | NORTON | NPgN | NG FES - Community Renewables | Total PV capacity - domestic (MW) | BSP | 3.5007 | 3.6206 | 3.7941 | 4.1949 | 4.8188 | 5.6211 | 6.5355 | 7.5226 | 8.6203 | 9.7706 | 10.8421 | 11.8617 | 12.8631 | 13.8466 | 14.7505 | 15.5635 | 16.3351 | 17.0643 | 17.7503 | 18.3948 | 18.997 | 19.5565 | 20.074 | 20.5501 | 20.9153 | 21.1855 | 21.4486 | 21.7043 | 21.9525 | 22.193 | 22.4255 | 22.65 | 22.8663 | 23.0741
DUNSTON | STELLA NORTH | NPgN | NG FES - Community Renewables | Total PV capacity - domestic (MW) | BSP | 3.2591 | 3.3707 | 3.5323 | 4.1511 | 5.1145 | 6.3533 | 7.7651 | 9.2893 | 10.9844 | 12.7605 | 14.415 | 15.9894 | 17.5356 | 19.0542 | 20.45 | 21.7054 | 22.8967 | 24.0226 | 25.082 | 26.0771 | 27.0069 | 27.8709 | 28.67 | 29.405 | 29.969 | 30.3863 | 30.7925 | 31.1873 | 31.5705 | 31.9418 | 32.3009 | 32.6476 | 32.9815 | 33.3023
FLATWORTH | TYNEMOUTH | NPgN | NG FES - Community Renewables | Total PV capacity - domestic (MW) | BSP | 2.4435 | 2.5272 | 2.6484 | 2.8933 | 3.2747 | 3.765 | 4.3239 | 4.9273 | 5.5982 | 6.3013 | 6.9562 | 7.5794 | 8.1915 | 8.7926 | 9.3451 | 9.842 | 10.3136 | 10.7593 | 11.1786 | 11.5725 | 11.9406 | 12.2826 | 12.5989 | 12.8898 | 13.1131 | 13.2783 | 13.4391 | 13.5953 | 13.747 | 13.894 | 14.0362 | 14.1734 | 14.3055 | 14.4326
GOSFORTH | TYNEMOUTH | NPgN | NG FES - Community Renewables | Total PV capacity - domestic (MW) | BSP | 2.766 | 2.8607 | 2.9979 | 3.4411 | 4.1313 | 5.0187 | 6.0301 | 7.1219 | 8.3361 | 9.6084 | 10.7936 | 11.9214 | 13.0291 | 14.1169 | 15.1168 | 16.016 | 16.8694 | 17.676 | 18.4348 | 19.1477 | 19.8137 | 20.4327 | 21.005 | 21.5316 | 21.9356 | 22.2345 | 22.5255 | 22.8083 | 23.0828 | 23.3488 | 23.6061 | 23.8544 | 24.0936 | 24.3234
HARROGATE 132/33KV | KNARESBOROUGH | NPgN | NG FES - Community Renewables | Total PV capacity - domestic (MW) | BSP | 1.8502 | 1.9136 | 2.0053 | 2.4022 | 3.0201 | 3.8145 | 4.72 | 5.6975 | 6.7846 | 7.9237 | 8.9847 | 9.9945 | 10.9861 | 11.96 | 12.8552 | 13.6603 | 14.4243 | 15.1464 | 15.8258 | 16.464 | 17.0603 | 17.6144 | 18.1268 | 18.5983 | 18.9599 | 19.2276 | 19.4881 | 19.7413 | 19.987 | 20.2252 | 20.4555 | 20.6778 | 20.8919 | 21.0977
HUSTHWAITE | KNARESBOROUGH | NPgN | NG FES - Community Renewables | Total PV capacity - domestic (MW) | BSP | 1.7578 | 1.818 | 1.9052 | 2.1046 | 2.415 | 2.8142 | 3.2692 | 3.7603 | 4.3065 | 4.8789 | 5.412 | 5.9194 | 6.4176 | 6.907 | 7.3568 | 7.7613 | 8.1452 | 8.508 | 8.8494 | 9.17 | 9.4696 | 9.7481 | 10.0056 | 10.2424 | 10.4241 | 10.5586 | 10.6895 | 10.8167 | 10.9402 | 11.0599 | 11.1756 | 11.2873 | 11.3949 | 11.4983
LEEMING BAR_SKEEBY | NORTON | NPgN | NG FES - Community Renewables | Total PV capacity - domestic (MW) | BSP | 7.5361 | 7.7942 | 8.1678 | 9.143 | 10.6612 | 12.6134 | 14.8383 | 17.2403 | 19.9114 | 22.7104 | 25.3177 | 27.7987 | 30.2354 | 32.6285 | 34.8281 | 36.8064 | 38.6838 | 40.4581 | 42.1275 | 43.6957 | 45.1609 | 46.5225 | 47.7817 | 48.9401 | 49.8288 | 50.4864 | 51.1266 | 51.7488 | 52.3526 | 52.9378 | 53.5037 | 54.05 | 54.5761 | 55.0818
LINTON | BLYTH 132kV | NPgN | NG FES - Community Renewables | Total PV capacity - domestic (MW) | BSP | 4.6945 | 4.8553 | 5.088 | 5.6134 | 6.4313 | 7.4829 | 8.6816 | 9.9756 | 11.4146 | 12.9224 | 14.327 | 15.6636 | 16.9763 | 18.2655 | 19.4505 | 20.5162 | 21.5276 | 22.4835 | 23.3828 | 24.2277 | 25.017 | 25.7505 | 26.4289 | 27.0529 | 27.5317 | 27.886 | 28.2308 | 28.566 | 28.8913 | 29.2066 | 29.5114 | 29.8057 | 30.0892 | 30.3616
MALTON GRID | OSBALDWICK | NPgN | NG FES - Community Renewables | Total PV capacity - domestic (MW) | BSP | 6.0048 | 6.2104 | 6.5081 | 7.2757 | 8.4708 | 10.0075 | 11.7588 | 13.6495 | 15.7521 | 17.9554 | 20.0077 | 21.9606 | 23.8787 | 25.7624 | 27.4938 | 29.051 | 30.5288 | 31.9255 | 33.2396 | 34.474 | 35.6273 | 36.6991 | 37.6903 | 38.6021 | 39.3017 | 39.8193 | 40.3232 | 40.813 | 41.2883 | 41.7489 | 42.1944 | 42.6244 | 43.0385 | 43.4366
MELROSEGATE | OSBALDWICK | NPgN | NG FES - Community Renewables | Total PV capacity - domestic (MW) | BSP | 7.255 | 7.5035 | 7.8632 | 8.7071 | 10.0212 | 11.7107 | 13.6363 | 15.7152 | 18.027 | 20.4494 | 22.706 | 24.8533 | 26.9622 | 29.0333 | 30.937 | 32.6492 | 34.274 | 35.8097 | 37.2545 | 38.6117 | 39.8799 | 41.0583 | 42.1481 | 43.1506 | 43.9198 | 44.489 | 45.043 | 45.5815 | 46.1041 | 46.6105 | 47.1003 | 47.5731 | 48.0285 | 48.4661
NORTH TEES | NORTON | NPgN | NG FES - Community Renewables | Total PV capacity - domestic (MW) | BSP | 4.3463 | 4.4951 | 4.7106 | 5.2764 | 6.1572 | 7.2898 | 8.5807 | 9.9742 | 11.524 | 13.1479 | 14.6606 | 16.1 | 17.5137 | 18.9021 | 20.1783 | 21.326 | 22.4152 | 23.4447 | 24.4132 | 25.323 | 26.1731 | 26.9631 | 27.6937 | 28.3657 | 28.8813 | 29.2629 | 29.6342 | 29.9952 | 30.3456 | 30.6851 | 31.0134 | 31.3304 | 31.6356 | 31.929
POTTER HOUSE | SPENNYMOOR | NPgN | NG FES - Community Renewables | Total PV capacity - domestic (MW) | BSP | 4.6867 | 4.8472 | 5.0796 | 5.6615 | 6.5674 | 7.7322 | 9.0597 | 10.4929 | 12.0867 | 13.7568 | 15.3125 | 16.7929 | 18.2468 | 19.6747 | 20.9872 | 22.1676 | 23.2877 | 24.3465 | 25.3425 | 26.2782 | 27.1525 | 27.9649 | 28.7163 | 29.4074 | 29.9377 | 30.3301 | 30.712 | 31.0833 | 31.4436 | 31.7927 | 32.1304 | 32.4564 | 32.7703 | 33.072
RAVENSWORTH | STELLA SOUTH | NPgN | NG FES - Community Renewables | Total PV capacity - domestic (MW) | BSP | 1.5727 | 1.6266 | 1.7045 | 1.8881 | 2.1738 | 2.5412 | 2.9599 | 3.4119 | 3.9146 | 4.4414 | 4.9321 | 5.399 | 5.8576 | 6.3079 | 6.7219 | 7.0942 | 7.4475 | 7.7815 | 8.0956 | 8.3908 | 8.6665 | 8.9228 | 9.1597 | 9.3777 | 9.545 | 9.6687 | 9.7892 | 9.9063 | 10.02 | 10.1301 | 10.2366 | 10.3394 | 10.4384 | 10.5336
SCARBOROUGH GRID | OSBALDWICK | NPgN | NG FES - Community Renewables | Total PV capacity - domestic (MW) | BSP | 4.1865 | 4.3299 | 4.5374 | 5.1577 | 6.1235 | 7.3653 | 8.7807 | 10.3086 | 12.0078 | 13.7882 | 15.4468 | 17.025 | 18.575 | 20.0973 | 21.4965 | 22.755 | 23.9492 | 25.0779 | 26.1398 | 27.1374 | 28.0694 | 28.9356 | 29.7366 | 30.4734 | 31.0387 | 31.4571 | 31.8643 | 32.2601 | 32.6442 | 33.0164 | 33.3764 | 33.7239 | 34.0586 | 34.3803
SEAL SANDS | SALTHOLME | NPgN | NG FES - Community Renewables | Total PV capacity - domestic (MW) | BSP | 0 | 0 | 0 | 0 | 0 | 0 | 0 | 0 | 0 | 0 | 0 | 0 | 0 | 0 | 0 | 0 | 0 | 0 | 0 | 0 | 0 | 0 | 0 | 0 | 0 | 0 | 0 | 0 | 0 | 0 | 0 | 0 | 0 | 0
SPADEADAM 33KV | SPADEADAM | NPgN | NG FES - Community Renewables | Total PV capacity - domestic (MW) | BSP | 0.11997 | 0.12408 | 0.13003 | 0.1385 | 0.15167 | 0.16862 | 0.18793 | 0.20878 | 0.23196 | 0.25626 | 0.27889 | 0.30043 | 0.32158 | 0.34235 | 0.36144 | 0.37861 | 0.39491 | 0.41031 | 0.4248 | 0.43841 | 0.45113 | 0.46295 | 0.47388 | 0.48393 | 0.49164 | 0.49735 | 0.50291 | 0.50831 | 0.51355 | 0.51863 | 0.52354 | 0.52828 | 0.53285 | 0.53724
SPENNYMOOR 132/66KV | SPENNYMOOR | NPgN | NG FES - Community Renewables | Total PV capacity - domestic (MW) | BSP | 7.7771 | 8.0434 | 8.429 | 9.2807 | 10.6067 | 12.3116 | 14.2548 | 16.3526 | 18.6855 | 21.13 | 23.4071 | 25.5739 | 27.7021 | 29.792 | 31.7131 | 33.4409 | 35.0805 | 36.6302 | 38.0882 | 39.4578 | 40.7375 | 41.9266 | 43.0264 | 44.038 | 44.8142 | 45.3886 | 45.9476 | 46.491 | 47.0184 | 47.5295 | 48.0237 | 48.5008 | 48.9604 | 49.402
TORONTO | SPENNYMOOR | NPgN | NG FES - Community Renewables | Total PV capacity - domestic (MW) | BSP | 4.4051 | 4.556 | 4.7744 | 5.2414 | 5.9685 | 6.9034 | 7.9689 | 9.1192 | 10.3984 | 11.7388 | 12.9874 | 14.1756 | 15.3425 | 16.4885 | 17.542 | 18.4894 | 19.3884 | 20.2382 | 21.0376 | 21.7886 | 22.4903 | 23.1424 | 23.7454 | 24.3002 | 24.7258 | 25.0407 | 25.3473 | 25.6452 | 25.9344 | 26.2146 | 26.4857 | 26.7473 | 26.9993 | 27.2414
WORMALD GREEN 132/33KV | KNARESBOROUGH | NPgN | NG FES - Community Renewables | Total PV capacity - domestic (MW) | BSP | 3.0591 | 3.1638 | 3.3155 | 3.6706 | 4.2235 | 4.9343 | 5.7446 | 6.6192 | 7.5919 | 8.6112 | 9.5606 | 10.4641 | 11.3514 | 12.2229 | 13.0239 | 13.7443 | 14.4279 | 15.074 | 15.6819 | 16.253 | 16.7866 | 17.2824 | 17.7409 | 18.1628 | 18.4864 | 18.7259 | 18.959 | 19.1855 | 19.4054 | 19.6185 | 19.8246 | 20.0235 | 20.2151 | 20.3993
ATTERCLIFFE | WEST MELTON / THORPE MARSH | NPgY | NG FES - Community Renewables | Total PV capacity - domestic (MW) | BSP | 2.4009 | 2.4349 | 2.5516 | 2.8553 | 3.3282 | 3.9362 | 4.6292 | 5.3773 | 6.2093 | 7.081 | 7.893 | 8.6658 | 9.4247 | 10.17 | 10.8551 | 11.4713 | 12.056 | 12.6086 | 13.1286 | 13.617 | 14.0733 | 14.4975 | 14.8896 | 15.2504 | 15.5272 | 15.732 | 15.9314 | 16.1252 | 16.3133 | 16.4955 | 16.6717 | 16.8419 | 17.0058 | 17.1633
BARUGH 132/66KV | WEST MELTON SECTION 3 | NPgY | NG FES - Community Renewables | Total PV capacity - domestic (MW) | BSP | 5.8179 | 5.9004 | 6.1832 | 6.6913 | 7.4823 | 8.4994 | 9.6587 | 10.9101 | 12.3018 | 13.7601 | 15.1185 | 16.4112 | 17.6808 | 18.9276 | 20.0736 | 21.1044 | 22.0825 | 23.007 | 23.8768 | 24.6938 | 25.4572 | 26.1667 | 26.8227 | 27.4262 | 27.8892 | 28.2319 | 28.5654 | 28.8896 | 29.2042 | 29.5091 | 29.8039 | 30.0885 | 30.3627 | 30.6262
BEESTON ROYDS 132/33KV | KIRKSTALL B | NPgY | NG FES - Community Renewables | Total PV capacity - domestic (MW) | BSP | 4.1734 | 4.2326 | 4.4355 | 4.9509 | 5.7534 | 6.7852 | 7.9613 | 9.2309 | 10.6427 | 12.1221 | 13.5002 | 14.8116 | 16.0996 | 17.3644 | 18.527 | 19.5728 | 20.565 | 21.5029 | 22.3853 | 23.2141 | 23.9886 | 24.7083 | 25.3738 | 25.9861 | 26.4558 | 26.8035 | 27.1418 | 27.4707 | 27.7898 | 28.0991 | 28.3982 | 28.687 | 28.9651 | 29.2324
BEVERLEY 132/33KV | CREYKE BECK | NPgY | NG FES - Community Renewables | Total PV capacity - domestic (MW) | BSP | 5.4659 | 5.5434 | 5.8091 | 6.6676 | 8.0042 | 9.7227 | 11.6815 | 13.7961 | 16.1476 | 18.6116 | 20.9069 | 23.0912 | 25.2364 | 27.343 | 29.2794 | 31.0212 | 32.6738 | 34.2359 | 35.7056 | 37.0861 | 38.3759 | 39.5747 | 40.6832 | 41.7029 | 42.4854 | 43.0643 | 43.6278 | 44.1756 | 44.7072 | 45.2223 | 45.7205 | 46.2014 | 46.6647 | 47.1099
BINGLEY 132/33KV | BRADFORD WEST | NPgY | NG FES - Community Renewables | Total PV capacity - domestic (MW) | BSP | 2.7162 | 2.7548 | 2.8868 | 3.3248 | 4.0067 | 4.8834 | 5.8827 | 6.9615 | 8.1611 | 9.4182 | 10.5892 | 11.7035 | 12.7979 | 13.8726 | 14.8605 | 15.7491 | 16.5922 | 17.3891 | 18.1389 | 18.8432 | 19.5013 | 20.1128 | 20.6783 | 21.1986 | 21.5977 | 21.8931 | 22.1806 | 22.46 | 22.7312 | 22.994 | 23.2482 | 23.4936 | 23.7299 | 23.957
BLACKBURN MEADOWS B | WEST MELTON / THORPE MARSH | NPgY | NG FES - Community Renewables | Total PV capacity - domestic (MW) | BSP | 1.2217 | 1.2391 | 1.2984 | 1.4202 | 1.6097 | 1.8535 | 2.1313 | 2.4311 | 2.7646 | 3.1141 | 3.4396 | 3.7493 | 4.0536 | 4.3523 | 4.6269 | 4.874 | 5.1083 | 5.3299 | 5.5383 | 5.7341 | 5.917 | 6.087 | 6.2442 | 6.3888 | 6.4998 | 6.5819 | 6.6618 | 6.7395 | 6.8149 | 6.8879 | 6.9586 | 7.0268 | 7.0925 | 7.1556
BLYTON | KEADBY | NPgY | NG FES - Community Renewables | Total PV capacity - domestic (MW) | BSP | 6.062 | 6.148 | 6.4427 | 6.7054 | 7.1144 | 7.6403 | 8.2396 | 8.8867 | 9.6062 | 10.3602 | 11.0626 | 11.731 | 12.3874 | 13.032 | 13.6245 | 14.1575 | 14.6632 | 15.1412 | 15.5909 | 16.0133 | 16.408 | 16.7749 | 17.1141 | 17.4261 | 17.6655 | 17.8427 | 18.0151 | 18.1827 | 18.3454 | 18.503 | 18.6555 | 18.8026 | 18.9444 | 19.0806
BRADFORD | BRADFORD WEST | NPgY | NG FES - Community Renewables | Total PV capacity - domestic (MW) | BSP | 2.0226 | 2.0513 | 2.1496 | 2.7066 | 3.5737 | 4.6887 | 5.9595 | 7.3314 | 8.857 | 10.4556 | 11.9447 | 13.3618 | 14.7536 | 16.1203 | 17.3766 | 18.5066 | 19.5788 | 20.5922 | 21.5457 | 22.4413 | 23.2782 | 24.0559 | 24.7751 | 25.4367 | 25.9443 | 26.3199 | 26.6855 | 27.0409 | 27.3858 | 27.7199 | 28.0432 | 28.3552 | 28.6557 | 28.9446
BRAMHAM | FERRYBRIDGE B | NPgY | NG FES - Community Renewables | Total PV capacity - domestic (MW) | BSP | 3.6557 | 3.7076 | 3.8853 | 4.2791 | 4.8923 | 5.6807 | 6.5793 | 7.5494 | 8.6281 | 9.7585 | 10.8115 | 11.8135 | 12.7977 | 13.7641 | 14.6524 | 15.4515 | 16.2096 | 16.9263 | 17.6005 | 18.2338 | 18.8255 | 19.3755 | 19.884 | 20.3518 | 20.7108 | 20.9764 | 21.2349 | 21.4862 | 21.7301 | 21.9664 | 22.1949 | 22.4155 | 22.6281 | 22.8323
BRANSHOLME | CREYKE BECK | NPgY | NG FES - Community Renewables | Total PV capacity - domestic (MW) | BSP | 4.6267 | 4.6924 | 4.9173 | 5.3242 | 5.9578 | 6.7725 | 7.701 | 8.7034 | 9.8181 | 10.9861 | 12.0741 | 13.1095 | 14.1264 | 15.125 | 16.0429 | 16.8686 | 17.652 | 18.3925 | 19.0892 | 19.7436 | 20.355 | 20.9233 | 21.4487 | 21.9321 | 22.303 | 22.5774 | 22.8446 | 23.1042 | 23.3562 | 23.6004 | 23.8366 | 24.0645 | 24.2841 | 24.4952
BRIGHOUSE 132/33KV | ELLAND | NPgY | NG FES - Community Renewables | Total PV capacity - domestic (MW) | BSP | 3.4067 | 3.455 | 3.6206 | 4.0906 | 4.8224 | 5.7633 | 6.8358 | 7.9936 | 9.2811 | 10.6302 | 11.8869 | 13.0828 | 14.2573 | 15.4107 | 16.4709 | 17.4246 | 18.3294 | 19.1847 | 19.9894 | 20.7452 | 21.4514 | 22.1078 | 22.7147 | 23.273 | 23.7014 | 24.0184 | 24.3269 | 24.6269 | 24.9179 | 25.1999 | 25.4727 | 25.736 | 25.9897 | 26.2334
DONCASTER B/THORPE MARSH | WEST MELTON / THORPE MARSH | NPgY | NG FES - Community Renewables | Total PV capacity - domestic (MW) | BSP | 19.5277 | 19.8047 | 20.7539 | 22.0472 | 24.0609 | 26.6499 | 29.6008 | 32.7865 | 36.3291 | 40.0412 | 43.499 | 46.7897 | 50.0215 | 53.1951 | 56.1124 | 58.7364 | 61.2261 | 63.5794 | 65.7935 | 67.8732 | 69.8164 | 71.6225 | 73.2924 | 74.8286 | 76.0073 | 76.8796 | 77.7285 | 78.5537 | 79.3546 | 80.1306 | 80.8812 | 81.6057 | 82.3036 | 82.9743
DONCASTER CENTRAL | WEST MELTON / THORPE MARSH | NPgY | NG FES - Community Renewables | Total PV capacity - domestic (MW) | BSP | 1.9427 | 1.9702 | 2.0647 | 2.2647 | 2.5761 | 2.9765 | 3.4328 | 3.9255 | 4.4733 | 5.0474 | 5.5822 | 6.0911 | 6.5909 | 7.0817 | 7.5328 | 7.9386 | 8.3236 | 8.6876 | 9.03 | 9.3516 | 9.6521 | 9.9314 | 10.1897 | 10.4273 | 10.6095 | 10.7444 | 10.8757 | 11.0033 | 11.1272 | 11.2472 | 11.3633 | 11.4753 | 11.5833 | 11.687
DRIFFIELD/BEVERLEY GROUP | CREYKE BECK | NPgY | NG FES - Community Renewables | Total PV capacity - domestic (MW) | BSP | 9.3793 | 9.5124 | 9.9683 | 11.0842 | 12.8217 | 15.0556 | 17.6017 | 20.3504 | 23.4071 | 26.61 | 29.5936 | 32.4329 | 35.2214 | 37.9597 | 40.4768 | 42.741 | 44.8891 | 46.9196 | 48.8301 | 50.6245 | 52.3012 | 53.8595 | 55.3004 | 56.6259 | 57.6429 | 58.3955 | 59.128 | 59.84 | 60.531 | 61.2006 | 61.8482 | 62.4734 | 63.0756 | 63.6542
FEATHERSTONE | FERRYBRIDGE B | NPgY | NG FES - Community Renewables | Total PV capacity - domestic (MW) | BSP | 4.5822 | 4.6472 | 4.87 | 5.3635 | 6.1319 | 7.1198 | 8.2459 | 9.4615 | 10.8133 | 12.2299 | 13.5494 | 14.8051 | 16.0383 | 17.2493 | 18.3625 | 19.3639 | 20.3139 | 21.2119 | 22.0568 | 22.8504 | 23.5919 | 24.2811 | 24.9183 | 25.5046 | 25.9544 | 26.2872 | 26.6111 | 26.926 | 27.2317 | 27.5278 | 27.8142 | 28.0907 | 28.357 | 28.6129
GIRLINGTON | BRADFORD WEST | NPgY | NG FES - Community Renewables | Total PV capacity - domestic (MW) | BSP | 0.96643 | 0.98014 | 1.0271 | 1.3429 | 1.8345 | 2.4666 | 3.187 | 3.9648 | 4.8297 | 5.736 | 6.5802 | 7.3836 | 8.1726 | 8.9475 | 9.6597 | 10.3004 | 10.9082 | 11.4827 | 12.0233 | 12.5311 | 13.0055 | 13.4464 | 13.8541 | 14.2292 | 14.517 | 14.7299 | 14.9372 | 15.1387 | 15.3342 | 15.5236 | 15.7069 | 15.8838 | 16.0542 | 16.2179
HALIFAX 132/33KV | ELLAND | NPgY | NG FES - Community Renewables | Total PV capacity - domestic (MW) | BSP | 0.76186 | 0.77267 | 0.8097 | 0.98819 | 1.2661 | 1.6234 | 2.0306 | 2.4703 | 2.9592 | 3.4715 | 3.9487 | 4.4028 | 4.8488 | 5.2868 | 5.6894 | 6.0516 | 6.3951 | 6.7199 | 7.0255 | 7.3125 | 7.5807 | 7.8299 | 8.0604 | 8.2724 | 8.4351 | 8.5554 | 8.6726 | 8.7865 | 8.897 | 9.0041 | 9.1077 | 9.2077 | 9.304 | 9.3965
HECKMONDWIKE | SKELTON GRANGE | NPgY | NG FES - Community Renewables | Total PV capacity - domestic (MW) | BSP | 3.3896 | 3.4377 | 3.6024 | 3.9881 | 4.5885 | 5.3605 | 6.2405 | 7.1904 | 8.2468 | 9.3537 | 10.3848 | 11.3661 | 12.3298 | 13.2761 | 14.146 | 14.9285 | 15.6709 | 16.3726 | 17.0329 | 17.653 | 18.2325 | 18.771 | 19.269 | 19.727 | 20.0785 | 20.3386 | 20.5918 | 20.8378 | 21.0767 | 21.3081 | 21.5319 | 21.7479 | 21.956 | 22.156
HOLMFIELD | BRADFORD WEST | NPgY | NG FES - Community Renewables | Total PV capacity - domestic (MW) | BSP | 4.1806 | 4.2399 | 4.4431 | 5.0469 | 5.987 | 7.1957 | 8.5733 | 10.0605 | 11.7144 | 13.4474 | 15.0617 | 16.5979 | 18.1067 | 19.5883 | 20.9502 | 22.1753 | 23.3376 | 24.4362 | 25.4699 | 26.4408 | 27.348 | 28.1911 | 28.9707 | 29.6879 | 30.2382 | 30.6454 | 31.0417 | 31.427 | 31.8009 | 32.1631 | 32.5135 | 32.8518 | 33.1776 | 33.4907
HULL EAST 132/33KV | SALTEND NORTH | NPgY | NG FES - Community Renewables | Total PV capacity - domestic (MW) | BSP | 3.6757 | 3.7278 | 3.9065 | 4.3695 | 5.0904 | 6.0173 | 7.0737 | 8.2142 | 9.4825 | 10.8115 | 12.0494 | 13.2275 | 14.3845 | 15.5207 | 16.5651 | 17.5045 | 18.3958 | 19.2383 | 20.031 | 20.7755 | 21.4712 | 22.1178 | 22.7156 | 23.2656 | 23.6876 | 23.9999 | 24.3038 | 24.5992 | 24.8859 | 25.1637 | 25.4324 | 25.6918 | 25.9417 | 26.1818
HULL SOUTH | CREYKE BECK | NPgY | NG FES - Community Renewables | Total PV capacity - domestic (MW) | BSP | 2.1831 | 2.214 | 2.3201 | 2.8296 | 3.6228 | 4.6427 | 5.8052 | 7.0601 | 8.4557 | 9.918 | 11.2801 | 12.5764 | 13.8495 | 15.0997 | 16.2489 | 17.2826 | 18.2634 | 19.1904 | 20.0626 | 20.8819 | 21.6474 | 22.3588 | 23.0166 | 23.6218 | 24.0861 | 24.4297 | 24.7642 | 25.0892 | 25.4047 | 25.7104 | 26.0061 | 26.2915 | 26.5664 | 26.8306
HULL WEST | CREYKE BECK | NPgY | NG FES - Community Renewables | Total PV capacity - domestic (MW) | BSP | 3.418 | 3.4665 | 3.6326 | 4.1557 | 4.9702 | 6.0173 | 7.2109 | 8.4994 | 9.9322 | 11.4336 | 12.8322 | 14.1632 | 15.4703 | 16.7539 | 17.9339 | 18.9952 | 20.0022 | 20.954 | 21.8496 | 22.6907 | 23.4767 | 24.2071 | 24.8826 | 25.5039 | 25.9807 | 26.3335 | 26.6768 | 27.0106 | 27.3345 | 27.6484 | 27.952 | 28.245 | 28.5273 | 28.7986
HUMBERSTON | GRIMSBY WEST | NPgY | NG FES - Community Renewables | Total PV capacity - domestic (MW) | BSP | 1.6708 | 1.6945 | 1.7758 | 2.1054 | 2.6185 | 3.2783 | 4.0303 | 4.8421 | 5.7449 | 6.6909 | 7.5721 | 8.4107 | 9.2343 | 10.0431 | 10.7865 | 11.4552 | 12.0897 | 12.6894 | 13.2536 | 13.7836 | 14.2788 | 14.7391 | 15.1646 | 15.5561 | 15.8565 | 16.0788 | 16.2951 | 16.5054 | 16.7095 | 16.9073 | 17.0985 | 17.2832 | 17.4611 | 17.632
HUNNINGLEY | WEST MELTON SECTION 3 | NPgY | NG FES - Community Renewables | Total PV capacity - domestic (MW) | BSP | 3.2068 | 3.2523 | 3.4082 | 3.6106 | 3.9257 | 4.3308 | 4.7926 | 5.2911 | 5.8455 | 6.4264 | 6.9675 | 7.4824 | 7.9882 | 8.4848 | 8.9413 | 9.3519 | 9.7415 | 10.1098 | 10.4563 | 10.7817 | 11.0858 | 11.3684 | 11.6297 | 11.8701 | 12.0546 | 12.1911 | 12.3239 | 12.4531 | 12.5784 | 12.6998 | 12.8173 | 12.9306 | 13.0399 | 13.1448
HUNSHELF | WEST MELTON SECTION 3 | NPgY | NG FES - Community Renewables | Total PV capacity - domestic (MW) | BSP | 3.2556 | 3.3018 | 3.4601 | 3.6773 | 4.0156 | 4.4505 | 4.9462 | 5.4813 | 6.0764 | 6.7 | 7.2809 | 7.8336 | 8.3765 | 8.9096 | 9.3997 | 9.8405 | 10.2587 | 10.654 | 11.026 | 11.3753 | 11.7017 | 12.0051 | 12.2856 | 12.5437 | 12.7417 | 12.8882 | 13.0308 | 13.1695 | 13.304 | 13.4343 | 13.5604 | 13.6821 | 13.7994 | 13.912
IMMINGHAM | GRIMSBY WEST | NPgY | NG FES - Community Renewables | Total PV capacity - domestic (MW) | BSP | 2.8612 | 2.9018 | 3.0409 | 3.2153 | 3.487 | 3.8362 | 4.2343 | 4.6641 | 5.142 | 5.6428 | 6.1092 | 6.5532 | 6.9891 | 7.4173 | 7.8108 | 8.1648 | 8.5007 | 8.8181 | 9.1168 | 9.3974 | 9.6595 | 9.9032 | 10.1285 | 10.3357 | 10.4947 | 10.6124 | 10.7269 | 10.8382 | 10.9463 | 11.0509 | 11.1522 | 11.2499 | 11.3441 | 11.4346
KIRKHAW LANE | FERRYBRIDGE B | NPgY | NG FES - Community Renewables | Total PV capacity - domestic (MW) | BSP | 3.1397 | 3.1842 | 3.3368 | 3.6419 | 4.1169 | 4.7276 | 5.4238 | 6.1752 | 7.0109 | 7.8866 | 8.7023 | 9.4785 | 10.2409 | 10.9896 | 11.6777 | 12.2967 | 12.884 | 13.4391 | 13.9615 | 14.4521 | 14.9104 | 15.3365 | 15.7304 | 16.0928 | 16.3709 | 16.5766 | 16.7769 | 16.9715 | 17.1605 | 17.3435 | 17.5206 | 17.6915 | 17.8561 | 18.0143
KIRKSTALL C 2/5 | KIRKSTALL B | NPgY | NG FES - Community Renewables | Total PV capacity - domestic (MW) | BSP | 0.19979 | 0.20263 | 0.21234 | 0.31707 | 0.48015 | 0.68982 | 0.92879 | 1.1868 | 1.4737 | 1.7743 | 2.0543 | 2.3208 | 2.5825 | 2.8395 | 3.0758 | 3.2883 | 3.4899 | 3.6805 | 3.8598 | 4.0282 | 4.1856 | 4.3319 | 4.4671 | 4.5915 | 4.687 | 4.7576 | 4.8264 | 4.8932 | 4.958 | 5.0209 | 5.0817 | 5.1403 | 5.1969 | 5.2512
KIRKSTALL C/RING ROAD HORSFORTH | KIRKSTALL B | NPgY | NG FES - Community Renewables | Total PV capacity - domestic (MW) | BSP | 3.9169 | 3.9724 | 4.1628 | 4.8943 | 6.0333 | 7.4977 | 9.1668 | 10.9687 | 12.9725 | 15.0722 | 17.028 | 18.8893 | 20.7173 | 22.5124 | 24.1624 | 25.6467 | 27.0549 | 28.386 | 29.6384 | 30.8147 | 31.9138 | 32.9354 | 33.8799 | 34.7488 | 35.4156 | 35.9089 | 36.3891 | 36.8559 | 37.3089 | 37.7478 | 38.1723 | 38.5821 | 38.9769 | 39.3562
LEEDS EAST | SKELTON GRANGE | NPgY | NG FES - Community Renewables | Total PV capacity - domestic (MW) | BSP | 1.608 | 1.6308 | 1.709 | 2.178 | 2.9083 | 3.8472 | 4.9174 | 6.0727 | 7.3575 | 8.7037 | 9.9577 | 11.1511 | 12.3232 | 13.4741 | 14.5321 | 15.4837 | 16.3866 | 17.2401 | 18.0431 | 18.7973 | 19.502 | 20.157 | 20.7626 | 21.3197 | 21.7472 | 22.0635 | 22.3714 | 22.6707 | 22.9611 | 23.2426 | 23.5148 | 23.7775 | 24.0306 | 24.2739
LEEDS NORTH | SKELTON GRANGE | NPgY | NG FES - Community Renewables | Total PV capacity - domestic (MW) | BSP | 1.2685 | 1.2865 | 1.3481 | 1.7271 | 2.3173 | 3.076 | 3.9408 | 4.8743 | 5.9125 | 7.0004 | 8.0137 | 8.9781 | 9.9251 | 10.8552 | 11.7101 | 12.4791 | 13.2087 | 13.8984 | 14.5472 | 15.1567 | 15.7262 | 16.2554 | 16.7448 | 17.195 | 17.5404 | 17.7961 | 18.0448 | 18.2867 | 18.5214 | 18.7488 | 18.9687 | 19.1811 | 19.3856 | 19.5822
LINDLEY | ELLAND | NPgY | NG FES - Community Renewables | Total PV capacity - domestic (MW) | BSP | 4.5144 | 4.5784 | 4.7979 | 5.3603 | 6.2361 | 7.3621 | 8.6455 | 10.031 | 11.5718 | 13.1862 | 14.6901 | 16.1213 | 17.5268 | 18.9071 | 20.1759 | 21.3171 | 22.3999 | 23.4234 | 24.3864 | 25.2909 | 26.136 | 26.9215 | 27.6478 | 28.3159 | 28.8286 | 29.2079 | 29.5771 | 29.936 | 30.2843 | 30.6218 | 30.9483 | 31.2634 | 31.5669 | 31.8586
LOW ROAD | SKELTON GRANGE | NPgY | NG FES - Community Renewables | Total PV capacity - domestic (MW) | BSP | 1.4389 | 1.4593 | 1.5293 | 1.8073 | 2.2402 | 2.7968 | 3.4313 | 4.1161 | 4.8777 | 5.6758 | 6.4192 | 7.1267 | 7.8214 | 8.5037 | 9.1309 | 9.6951 | 10.2303 | 10.7362 | 11.2122 | 11.6594 | 12.0771 | 12.4654 | 12.8244 | 13.1547 | 13.4081 | 13.5956 | 13.7781 | 13.9555 | 14.1277 | 14.2945 | 14.4559 | 14.6117 | 14.7617 | 14.9059
MALLARD WAY | WEST MELTON / THORPE MARSH | NPgY | NG FES - Community Renewables | Total PV capacity - domestic (MW) | BSP | 1.3144 | 1.3331 | 1.397 | 1.6289 | 1.9899 | 2.454 | 2.9831 | 3.5542 | 4.1893 | 4.8549 | 5.4748 | 6.0648 | 6.6442 | 7.2131 | 7.7361 | 8.2066 | 8.6529 | 9.0749 | 9.4718 | 9.8447 | 10.1931 | 10.5168 | 10.8162 | 11.0917 | 11.303 | 11.4594 | 11.6116 | 11.7595 | 11.9031 | 12.0422 | 12.1768 | 12.3067 | 12.4318 | 12.552
MENSTON | BRADFORD WEST | NPgY | NG FES - Community Renewables | Total PV capacity - domestic (MW) | BSP | 2.749 | 2.788 | 2.9216 | 3.2675 | 3.8061 | 4.4985 | 5.2878 | 6.1398 | 7.0873 | 8.0801 | 9.0049 | 9.885 | 10.7494 | 11.5982 | 12.3784 | 13.0803 | 13.7461 | 14.3755 | 14.9677 | 15.524 | 16.0437 | 16.5267 | 16.9734 | 17.3842 | 17.6995 | 17.9328 | 18.1598 | 18.3805 | 18.5947 | 18.8023 | 19.003 | 19.1968 | 19.3835 | 19.5628
MOSS ROAD | GRIMSBY WEST | NPgY | NG FES - Community Renewables | Total PV capacity - domestic (MW) | BSP | 0.86332 | 0.87557 | 0.91753 | 1.1533 | 1.5204 | 1.9923 | 2.5302 | 3.1109 | 3.7567 | 4.4334 | 5.0637 | 5.6636 | 6.2527 | 6.8312 | 7.363 | 7.8414 | 8.2952 | 8.7242 | 9.1278 | 9.5069 | 9.8611 | 10.1904 | 10.4948 | 10.7748 | 10.9897 | 11.1487 | 11.3034 | 11.4539 | 11.5999 | 11.7413 | 11.8781 | 12.0102 | 12.1374 | 12.2597
OSGODBY 1/2 | DRAX | NPgY | NG FES - Community Renewables | Total PV capacity - domestic (MW) | BSP | 0 | 0 | 0 | 0 | 0 | 0 | 0 | 0 | 0 | 0 | 0 | 0 | 0 | 0 | 0 | 0 | 0 | 0 | 0 | 0 | 0 | 0 | 0 | 0 | 0 | 0 | 0 | 0 | 0 | 0 | 0 | 0 | 0 | 0
OSGODBY 3/4 | DRAX | NPgY | NG FES - Community Renewables | Total PV capacity - domestic (MW) | BSP | 0.74802 | 0.75863 | 0.79499 | 1.2063 | 1.8468 | 2.6702 | 3.6088 | 4.622 | 5.7487 | 6.9293 | 8.0291 | 9.0757 | 10.1036 | 11.113 | 12.0408 | 12.8754 | 13.6673 | 14.4157 | 15.12 | 15.7814 | 16.3994 | 16.9739 | 17.505 | 17.9936 | 18.3685 | 18.6459 | 18.9159 | 19.1784 | 19.4331 | 19.6799 | 19.9186 | 20.1491 | 20.371 | 20.5843
RODLEY | SKELTON GRANGE | NPgY | NG FES - Community Renewables | Total PV capacity - domestic (MW) | BSP | 2.5808 | 2.6174 | 2.7428 | 3.2462 | 4.0298 | 5.0374 | 6.1858 | 7.4256 | 8.8043 | 10.249 | 11.5947 | 12.8753 | 14.1331 | 15.3682 | 16.5035 | 17.5247 | 18.4936 | 19.4095 | 20.2712 | 21.0805 | 21.8368 | 22.5396 | 23.1895 | 23.7874 | 24.2461 | 24.5856 | 24.916 | 25.2371 | 25.5488 | 25.8508 | 26.1429 | 26.4249 | 26.6965 | 26.9575
SAINT ANDREWS ROAD 132/33KV | SKELTON GRANGE | NPgY | NG FES - Community Renewables | Total PV capacity - domestic (MW) | BSP | 2.8456 | 2.886 | 3.0243 | 3.4751 | 4.1771 | 5.0796 | 6.1083 | 7.2188 | 8.4538 | 9.7478 | 10.9533 | 12.1004 | 13.227 | 14.3333 | 15.3503 | 16.2651 | 17.133 | 17.9533 | 18.7252 | 19.4502 | 20.1276 | 20.7572 | 21.3393 | 21.8748 | 22.2857 | 22.5898 | 22.8857 | 23.1734 | 23.4526 | 23.7231 | 23.9848 | 24.2373 | 24.4806 | 24.7144
SALTEND 132/33KV | SALTEND NORTH | NPgY | NG FES - Community Renewables | Total PV capacity - domestic (MW) | BSP | 0.0031936 | 0.0032389 | 0.0033941 | 0.0037499 | 0.0043037 | 0.0050159 | 0.0058276 | 0.0067039 | 0.0076783 | 0.0086994 | 0.0096505 | 0.010556 | 0.011445 | 0.012318 | 0.01312 | 0.013842 | 0.014527 | 0.015174 | 0.015783 | 0.016355 | 0.01689 | 0.017386 | 0.017846 | 0.018268 | 0.018593 | 0.018832 | 0.019066 | 0.019293 | 0.019513 | 0.019727 | 0.019933 | 0.020132 | 0.020324 | 0.020509
SANTON | KEADBY | NPgY | NG FES - Community Renewables | Total PV capacity - domestic (MW) | BSP | 6.1031 | 6.1896 | 6.4863 | 6.8918 | 7.5232 | 8.3349 | 9.2602 | 10.259 | 11.3698 | 12.5337 | 13.6179 | 14.6497 | 15.663 | 16.658 | 17.5727 | 18.3955 | 19.1761 | 19.914 | 20.6082 | 21.2603 | 21.8696 | 22.4358 | 22.9594 | 23.4411 | 23.8107 | 24.0842 | 24.3504 | 24.6091 | 24.8602 | 25.1035 | 25.3388 | 25.566 | 25.7849 | 25.9951
SCUNTHORPE NORTH | KEADBY | NPgY | NG FES - Community Renewables | Total PV capacity - domestic (MW) | BSP | 3.1646 | 3.2095 | 3.3633 | 3.6387 | 4.0674 | 4.6187 | 5.247 | 5.9253 | 6.6796 | 7.47 | 8.2062 | 8.9069 | 9.595 | 10.2708 | 10.8919 | 11.4506 | 11.9807 | 12.4818 | 12.9532 | 13.3961 | 13.8098 | 14.1943 | 14.5499 | 14.877 | 15.128 | 15.3137 | 15.4945 | 15.6702 | 15.8407 | 16.0059 | 16.1657 | 16.32 | 16.4686 | 16.6114
SCUNTHORPE SOUTH | KEADBY | NPgY | NG FES - Community Renewables | Total PV capacity - domestic (MW) | BSP | 7.158 | 7.2595 | 7.6075 | 8.0932 | 8.8496 | 9.822 | 10.9304 | 12.127 | 13.4577 | 14.852 | 16.1508 | 17.3868 | 18.6007 | 19.7927 | 20.8885 | 21.8741 | 22.8093 | 23.6932 | 24.5249 | 25.306 | 26.0359 | 26.7143 | 27.3415 | 27.9185 | 28.3613 | 28.6889 | 29.0078 | 29.3177 | 29.6186 | 29.91 | 30.1919 | 30.4641 | 30.7262 | 30.9782
SILSDEN | BRADFORD WEST | NPgY | NG FES - Community Renewables | Total PV capacity - domestic (MW) | BSP | 4.9651 | 5.0355 | 5.2769 | 6.1183 | 7.4283 | 9.1127 | 11.0325 | 13.105 | 15.4097 | 17.8248 | 20.0744 | 22.2152 | 24.3177 | 26.3825 | 28.2803 | 29.9875 | 31.6072 | 33.1382 | 34.5787 | 35.9317 | 37.1959 | 38.3709 | 39.4573 | 40.4568 | 41.2236 | 41.7911 | 42.3434 | 42.8803 | 43.4013 | 43.9061 | 44.3944 | 44.8658 | 45.3199 | 45.7562
SOWERBY BRIDGE 132/33KV | ELLAND | NPgY | NG FES - Community Renewables | Total PV capacity - domestic (MW) | BSP | 3.4936 | 3.5431 | 3.7129 | 4.2116 | 4.988 | 5.9863 | 7.1242 | 8.3526 | 9.7185 | 11.1499 | 12.4832 | 13.7521 | 14.9982 | 16.2219 | 17.3468 | 18.3586 | 19.3186 | 20.226 | 21.0797 | 21.8817 | 22.6309 | 23.3273 | 23.9712 | 24.5636 | 25.0181 | 25.3544 | 25.6818 | 26 | 26.3088 | 26.608 | 26.8974 | 27.1768 | 27.4459 | 27.7045
STAYGATE | SKELTON GRANGE | NPgY | NG FES - Community Renewables | Total PV capacity - domestic (MW) | BSP | 2.8444 | 2.8848 | 3.023 | 3.4799 | 4.1914 | 5.1061 | 6.1486 | 7.2741 | 8.5257 | 9.8372 | 11.0589 | 12.2215 | 13.3633 | 14.4845 | 15.5152 | 16.4423 | 17.3219 | 18.1533 | 18.9355 | 19.6703 | 20.3568 | 20.9949 | 21.5849 | 22.1277 | 22.5441 | 22.8523 | 23.1522 | 23.4437 | 23.7267 | 24.0009 | 24.266 | 24.522 | 24.7686 | 25.0055
THORNHILL 132KV | ELLAND | NPgY | NG FES - Community Renewables | Total PV capacity - domestic (MW) | BSP | 6.3562 | 6.4463 | 6.7553 | 7.4688 | 8.5798 | 10.0082 | 11.6363 | 13.3939 | 15.3484 | 17.3965 | 19.3043 | 21.1198 | 22.9028 | 24.6538 | 26.2633 | 27.711 | 29.0846 | 30.383 | 31.6046 | 32.752 | 33.8241 | 34.8205 | 35.7419 | 36.5894 | 37.2398 | 37.721 | 38.1894 | 38.6447 | 39.0865 | 39.5147 | 39.9288 | 40.3285 | 40.7136 | 41.0836
WAKEFIELD MONCKTON ROAD | WEST MELTON SECTION 3 | NPgY | NG FES - Community Renewables | Total PV capacity - domestic (MW) | BSP | 2.3191 | 2.352 | 2.4647 | 2.7815 | 3.2746 | 3.9087 | 4.6314 | 5.4117 | 6.2793 | 7.1884 | 8.0353 | 8.8412 | 9.6327 | 10.41 | 11.1245 | 11.7672 | 12.3769 | 12.9533 | 13.4955 | 14.0049 | 14.4808 | 14.9231 | 15.3321 | 15.7084 | 15.997 | 16.2107 | 16.4186 | 16.6207 | 16.8168 | 17.0069 | 17.1907 | 17.3681 | 17.5391 | 17.7033
WAKEFIELD NORTH | SKELTON GRANGE | NPgY | NG FES - Community Renewables | Total PV capacity - domestic (MW) | BSP | 3.9308 | 3.9865 | 4.1776 | 4.7206 | 5.566 | 6.653 | 7.892 | 9.2295 | 10.7168 | 12.2754 | 13.7272 | 15.1088 | 16.4656 | 17.7981 | 19.0229 | 20.1246 | 21.1699 | 22.1579 | 23.0876 | 23.9607 | 24.7766 | 25.5348 | 26.236 | 26.881 | 27.3758 | 27.742 | 28.0985 | 28.4449 | 28.7812 | 29.107 | 29.4221 | 29.7263 | 30.0193 | 30.3009
WEST MELTON | WEST MELTON SECTION 3 | NPgY | NG FES - Community Renewables | Total PV capacity - domestic (MW) | BSP | 10.2897 | 10.4357 | 10.9359 | 11.8734 | 13.3331 | 15.2099 | 17.349 | 19.6583 | 22.2264 | 24.9173 | 27.4239 | 29.8093 | 32.1521 | 34.4527 | 36.5674 | 38.4696 | 40.2744 | 41.9803 | 43.5853 | 45.0929 | 46.5016 | 47.8108 | 49.0213 | 50.1349 | 50.9894 | 51.6217 | 52.2371 | 52.8353 | 53.4158 | 53.9784 | 54.5224 | 55.0477 | 55.5536 | 56.0398
WHINMOOR | FERRYBRIDGE B | NPgY | NG FES - Community Renewables | Total PV capacity - domestic (MW) | BSP | 3.8166 | 3.8707 | 4.0562 | 4.5606 | 5.3458 | 6.3555 | 7.5062 | 8.7486 | 10.13 | 11.5776 | 12.9261 | 14.2094 | 15.4696 | 16.7073 | 17.8449 | 18.8682 | 19.8391 | 20.7568 | 21.6203 | 22.4313 | 23.1891 | 23.8933 | 24.5446 | 25.1437 | 25.6033 | 25.9435 | 26.2745 | 26.5963 | 26.9086 | 27.2113 | 27.5039 | 27.7865 | 28.0587 | 28.3202
WOLD NEWTON | KEADBY | NPgY | NG FES - Community Renewables | Total PV capacity - domestic (MW) | BSP | 5.3697 | 5.4459 | 5.7069 | 5.9759 | 6.3948 | 6.9333 | 7.5471 | 8.2097 | 8.9466 | 9.7187 | 10.438 | 11.1225 | 11.7947 | 12.4548 | 13.0616 | 13.6074 | 14.1253 | 14.6148 | 15.0754 | 15.5079 | 15.9121 | 16.2878 | 16.6351 | 16.9547 | 17.1999 | 17.3813 | 17.5579 | 17.7295 | 17.8961 | 18.0575 | 18.2136 | 18.3644 | 18.5095 | 18.649
YARBOROUGH ROAD 132/33KV | GRIMSBY WEST | NPgY | NG FES - Community Renewables | Total PV capacity - domestic (MW) | BSP | 5.0114 | 5.0824 | 5.326 | 5.8221 | 6.5944 | 7.5874 | 8.7192 | 9.941 | 11.2997 | 12.7235 | 14.0497 | 15.3118 | 16.5513 | 17.7686 | 18.8874 | 19.8939 | 20.8488 | 21.7513 | 22.6006 | 23.3982 | 24.1435 | 24.8362 | 25.4767 | 26.0659 | 26.518 | 26.8525 | 27.1781 | 27.4946 | 27.8018 | 28.0994 | 28.3873 | 28.6652 | 28.9329 | 29.1901

## CR_PV capacity - I&C and large
Bulk Supply Point Name | Grid Supply Point Connected to | Licence area | Scenario name | Output parameter_Unit | Substation Type in Forecasting Model | 2017 | 2018 | 2019 | 2020 | 2021 | 2022 | 2023 | 2024 | 2025 | 2026 | 2027 | 2028 | 2029 | 2030 | 2031 | 2032 | 2033 | 2034 | 2035 | 2036 | 2037 | 2038 | 2039 | 2040 | 2041 | 2042 | 2043 | 2044 | 2045 | 2046 | 2047 | 2048 | 2049 | 2050
ANNFIELD | STELLA SOUTH | NPgN | NG FES - Community Renewables | Total PV capacity - I&C and large (MW) | BSP | 4.9288 | 4.9555 | 4.9941 | 5.0969 | 5.257 | 5.4628 | 5.6974 | 5.9506 | 6.2322 | 6.5272 | 6.8021 | 7.0637 | 7.3206 | 7.5728 | 7.8047 | 8.0133 | 8.2112 | 8.3983 | 8.5742 | 8.7396 | 8.894 | 9.0376 | 9.1703 | 9.2924 | 9.3861 | 9.4555 | 9.523 | 9.5885 | 9.6522 | 9.7139 | 9.7736 | 9.8311 | 9.8866 | 9.9399
BARRACK ROAD | STELLA NORTH | NPgN | NG FES - Community Renewables | Total PV capacity - I&C and large (MW) | BSP | 0.57882 | 0.59864 | 0.62733 | 0.71668 | 0.85579 | 1.0347 | 1.2385 | 1.4586 | 1.7033 | 1.9598 | 2.1987 | 2.426 | 2.6492 | 2.8685 | 3.07 | 3.2513 | 3.4233 | 3.5859 | 3.7388 | 3.8825 | 4.0168 | 4.1415 | 4.2569 | 4.363 | 4.4445 | 4.5047 | 4.5634 | 4.6204 | 4.6757 | 4.7293 | 4.7812 | 4.8312 | 4.8794 | 4.9258
BLUCHER | STELLA NORTH | NPgN | NG FES - Community Renewables | Total PV capacity - I&C and large (MW) | BSP | 0.50261 | 0.51982 | 0.54474 | 0.58668 | 0.65198 | 0.73593 | 0.83163 | 0.93493 | 1.0498 | 1.1702 | 1.2823 | 1.389 | 1.4938 | 1.5967 | 1.6913 | 1.7764 | 1.8572 | 1.9335 | 2.0053 | 2.0727 | 2.1357 | 2.1943 | 2.2485 | 2.2983 | 2.3365 | 2.3648 | 2.3923 | 2.4191 | 2.445 | 2.4702 | 2.4946 | 2.518 | 2.5407 | 2.5624
BOWESFIELD | NORTON | NPgN | NG FES - Community Renewables | Total PV capacity - I&C and large (MW) | BSP | 4.5624 | 4.592 | 4.6347 | 4.7718 | 4.9851 | 5.2594 | 5.572 | 5.9095 | 6.2848 | 6.6781 | 7.0445 | 7.3931 | 7.7355 | 8.0717 | 8.3808 | 8.6587 | 8.9225 | 9.1718 | 9.4064 | 9.6268 | 9.8326 | 10.024 | 10.2009 | 10.3636 | 10.4885 | 10.5809 | 10.6709 | 10.7583 | 10.8431 | 10.9254 | 11.0049 | 11.0816 | 11.1556 | 11.2266
CHIRTON GRANGE | TYNEMOUTH | NPgN | NG FES - Community Renewables | Total PV capacity - I&C and large (MW) | BSP | 0.22255 | 0.23018 | 0.24121 | 0.31568 | 0.43163 | 0.58072 | 0.75064 | 0.93407 | 1.1381 | 1.3518 | 1.5509 | 1.7404 | 1.9265 | 2.1093 | 2.2772 | 2.4283 | 2.5717 | 2.7072 | 2.8347 | 2.9545 | 3.0664 | 3.1703 | 3.2665 | 3.355 | 3.4228 | 3.4731 | 3.522 | 3.5695 | 3.6156 | 3.6603 | 3.7035 | 3.7452 | 3.7854 | 3.824
COALBURNS | STELLA SOUTH | NPgN | NG FES - Community Renewables | Total PV capacity - I&C and large (MW) | BSP | 0.60444 | 0.62514 | 0.65511 | 0.73123 | 0.84975 | 1.0021 | 1.1758 | 1.3633 | 1.5719 | 1.7904 | 1.9939 | 2.1876 | 2.3778 | 2.5646 | 2.7363 | 2.8908 | 3.0373 | 3.1758 | 3.3061 | 3.4286 | 3.5429 | 3.6492 | 3.7475 | 3.838 | 3.9073 | 3.9587 | 4.0086 | 4.0572 | 4.1044 | 4.15 | 4.1942 | 4.2369 | 4.2779 | 4.3174
DARLINGTON CENTRAL | NORTON | NPgN | NG FES - Community Renewables | Total PV capacity - I&C and large (MW) | BSP | 5.6662 | 5.689 | 5.722 | 5.7944 | 5.9072 | 6.0522 | 6.2175 | 6.3959 | 6.5943 | 6.8022 | 6.9958 | 7.1801 | 7.3611 | 7.5389 | 7.7023 | 7.8492 | 7.9886 | 8.1204 | 8.2444 | 8.3609 | 8.4697 | 8.5709 | 8.6644 | 8.7505 | 8.8165 | 8.8653 | 8.9129 | 8.9591 | 9.0039 | 9.0474 | 9.0894 | 9.13 | 9.1691 | 9.2066
DARLINGTON NORTH | NORTON | NPgN | NG FES - Community Renewables | Total PV capacity - I&C and large (MW) | BSP | 4.3077 | 4.3268 | 4.3544 | 4.4209 | 4.5245 | 4.6576 | 4.8093 | 4.9731 | 5.1553 | 5.3462 | 5.524 | 5.6932 | 5.8594 | 6.0225 | 6.1726 | 6.3075 | 6.4355 | 6.5565 | 6.6703 | 6.7773 | 6.8772 | 6.9701 | 7.0559 | 7.1349 | 7.1955 | 7.2404 | 7.284 | 7.3265 | 7.3677 | 7.4076 | 7.4462 | 7.4834 | 7.5193 | 7.5538
DUNSTON | STELLA NORTH | NPgN | NG FES - Community Renewables | Total PV capacity - I&C and large (MW) | BSP | 0.95205 | 0.98465 | 1.0319 | 1.1752 | 1.3985 | 1.6855 | 2.0127 | 2.3659 | 2.7586 | 3.1702 | 3.5536 | 3.9184 | 4.2767 | 4.6286 | 4.952 | 5.2429 | 5.5189 | 5.7798 | 6.0253 | 6.2559 | 6.4713 | 6.6715 | 6.8567 | 7.027 | 7.1577 | 7.2544 | 7.3485 | 7.44 | 7.5288 | 7.6148 | 7.6981 | 7.7784 | 7.8558 | 7.9301
FLATWORTH | TYNEMOUTH | NPgN | NG FES - Community Renewables | Total PV capacity - I&C and large (MW) | BSP | 0.12252 | 0.12671 | 0.13279 | 0.16347 | 0.21124 | 0.27267 | 0.34268 | 0.41825 | 0.5023 | 0.59037 | 0.67241 | 0.75047 | 0.82714 | 0.90244 | 0.97165 | 1.0339 | 1.093 | 1.1488 | 1.2013 | 1.2507 | 1.2968 | 1.3396 | 1.3792 | 1.4157 | 1.4436 | 1.4643 | 1.4845 | 1.5041 | 1.5231 | 1.5415 | 1.5593 | 1.5765 | 1.593 | 1.6089
GOSFORTH | TYNEMOUTH | NPgN | NG FES - Community Renewables | Total PV capacity - I&C and large (MW) | BSP | 0.97984 | 1.0134 | 1.062 | 1.1211 | 1.2132 | 1.3317 | 1.4667 | 1.6124 | 1.7744 | 1.9442 | 2.1024 | 2.2529 | 2.4007 | 2.5459 | 2.6794 | 2.7994 | 2.9133 | 3.0209 | 3.1222 | 3.2173 | 3.3062 | 3.3888 | 3.4652 | 3.5355 | 3.5894 | 3.6293 | 3.6681 | 3.7059 | 3.7425 | 3.778 | 3.8124 | 3.8455 | 3.8774 | 3.9081
HARROGATE 132/33KV | KNARESBOROUGH | NPgN | NG FES - Community Renewables | Total PV capacity - I&C and large (MW) | BSP | 1.4133 | 1.4454 | 1.492 | 1.5646 | 1.6776 | 1.823 | 1.9887 | 2.1675 | 2.3665 | 2.5749 | 2.769 | 2.9538 | 3.1352 | 3.3135 | 3.4773 | 3.6246 | 3.7644 | 3.8965 | 4.0208 | 4.1376 | 4.2467 | 4.3481 | 4.4419 | 4.5281 | 4.5943 | 4.6433 | 4.6909 | 4.7373 | 4.7822 | 4.8258 | 4.868 | 4.9086 | 4.9478 | 4.9855
HUSTHWAITE | KNARESBOROUGH | NPgN | NG FES - Community Renewables | Total PV capacity - I&C and large (MW) | BSP | 8.3712 | 8.3992 | 8.4398 | 8.5072 | 8.6121 | 8.7471 | 8.9009 | 9.0669 | 9.2515 | 9.445 | 9.6253 | 9.7968 | 9.9652 | 10.1306 | 10.2827 | 10.4194 | 10.5492 | 10.6718 | 10.7872 | 10.8956 | 10.9969 | 11.091 | 11.1781 | 11.2581 | 11.3196 | 11.365 | 11.4093 | 11.4523 | 11.494 | 11.5345 | 11.5736 | 11.6114 | 11.6477 | 11.6827
LEEMING BAR_SKEEBY | NORTON | NPgN | NG FES - Community Renewables | Total PV capacity - I&C and large (MW) | BSP | 27.2228 | 27.3314 | 27.4887 | 27.7479 | 28.1515 | 28.6704 | 29.2618 | 29.9003 | 30.6103 | 31.3543 | 32.0474 | 32.7069 | 33.3546 | 33.9907 | 34.5754 | 35.1013 | 35.6003 | 36.0719 | 36.5157 | 36.9325 | 37.322 | 37.6839 | 38.0187 | 38.3266 | 38.5628 | 38.7376 | 38.9078 | 39.0731 | 39.2337 | 39.3892 | 39.5396 | 39.6849 | 39.8247 | 39.9591
LINTON | BLYTH 132kV | NPgN | NG FES - Community Renewables | Total PV capacity - I&C and large (MW) | BSP | 0.9223 | 0.95388 | 0.99961 | 1.1409 | 1.361 | 1.6439 | 1.9664 | 2.3145 | 2.7017 | 3.1074 | 3.4853 | 3.8449 | 4.198 | 4.5449 | 4.8637 | 5.1504 | 5.4225 | 5.6797 | 5.9216 | 6.1489 | 6.3613 | 6.5586 | 6.7411 | 6.909 | 7.0378 | 7.1331 | 7.2259 | 7.3161 | 7.4036 | 7.4884 | 7.5705 | 7.6496 | 7.7259 | 7.7992
MALTON GRID | OSBALDWICK | NPgN | NG FES - Community Renewables | Total PV capacity - I&C and large (MW) | BSP | 6.02 | 6.0895 | 6.1901 | 6.3895 | 6.7 | 7.0992 | 7.5542 | 8.0453 | 8.5916 | 9.1639 | 9.6971 | 10.2044 | 10.7027 | 11.1921 | 11.6419 | 12.0464 | 12.4303 | 12.7931 | 13.1345 | 13.4552 | 13.7548 | 14.0332 | 14.2907 | 14.5276 | 14.7093 | 14.8438 | 14.9747 | 15.1019 | 15.2254 | 15.3451 | 15.4608 | 15.5725 | 15.6801 | 15.7835
MELROSEGATE | OSBALDWICK | NPgN | NG FES - Community Renewables | Total PV capacity - I&C and large (MW) | BSP | 1.6272 | 1.6829 | 1.7636 | 1.9115 | 2.1418 | 2.4379 | 2.7753 | 3.1397 | 3.5448 | 3.9694 | 4.3648 | 4.7411 | 5.1107 | 5.4737 | 5.8073 | 6.1074 | 6.3921 | 6.6613 | 6.9145 | 7.1523 | 7.3746 | 7.5811 | 7.7721 | 7.9478 | 8.0826 | 8.1823 | 8.2794 | 8.3738 | 8.4654 | 8.5541 | 8.64 | 8.7228 | 8.8026 | 8.8793
NORTH TEES | NORTON | NPgN | NG FES - Community Renewables | Total PV capacity - I&C and large (MW) | BSP | 12.6035 | 12.6479 | 12.7123 | 12.8854 | 13.1548 | 13.5013 | 13.8961 | 14.3224 | 14.7965 | 15.2932 | 15.7559 | 16.1962 | 16.6287 | 17.0534 | 17.4438 | 17.7948 | 18.128 | 18.4429 | 18.7392 | 19.0175 | 19.2775 | 19.5192 | 19.7427 | 19.9482 | 20.1059 | 20.2227 | 20.3363 | 20.4467 | 20.5539 | 20.6577 | 20.7581 | 20.8551 | 20.9485 | 21.0382
POTTER HOUSE | SPENNYMOOR | NPgN | NG FES - Community Renewables | Total PV capacity - I&C and large (MW) | BSP | 0.63022 | 0.6518 | 0.68305 | 0.81542 | 1.0215 | 1.2865 | 1.5885 | 1.9146 | 2.2771 | 2.6571 | 3.011 | 3.3478 | 3.6785 | 4.0034 | 4.302 | 4.5705 | 4.8253 | 5.0662 | 5.2928 | 5.5056 | 5.7045 | 5.8894 | 6.0603 | 6.2175 | 6.3382 | 6.4274 | 6.5143 | 6.5988 | 6.6808 | 6.7602 | 6.837 | 6.9112 | 6.9826 | 7.0512
RAVENSWORTH | STELLA SOUTH | NPgN | NG FES - Community Renewables | Total PV capacity - I&C and large (MW) | BSP | 0.53474 | 0.55305 | 0.57956 | 0.63565 | 0.72297 | 0.83524 | 0.9632 | 1.1013 | 1.255 | 1.4159 | 1.5659 | 1.7086 | 1.8487 | 1.9863 | 2.1129 | 2.2266 | 2.3346 | 2.4366 | 2.5327 | 2.6228 | 2.7071 | 2.7854 | 2.8578 | 2.9245 | 2.9756 | 3.0134 | 3.0502 | 3.086 | 3.1207 | 3.1544 | 3.1869 | 3.2183 | 3.2486 | 3.2777
SCARBOROUGH GRID | OSBALDWICK | NPgN | NG FES - Community Renewables | Total PV capacity - I&C and large (MW) | BSP | 1.0235 | 1.0585 | 1.1093 | 1.2224 | 1.3987 | 1.6252 | 1.8834 | 2.1622 | 2.4722 | 2.797 | 3.0996 | 3.3876 | 3.6703 | 3.9481 | 4.2034 | 4.4329 | 4.6508 | 4.8568 | 5.0505 | 5.2325 | 5.4025 | 5.5606 | 5.7067 | 5.8411 | 5.9443 | 6.0206 | 6.0949 | 6.1671 | 6.2372 | 6.3051 | 6.3708 | 6.4342 | 6.4952 | 6.5539
SEAL SANDS | SALTHOLME | NPgN | NG FES - Community Renewables | Total PV capacity - I&C and large (MW) | BSP | 0.023886 | 0.024704 | 0.025888 | 0.026493 | 0.027435 | 0.028647 | 0.030028 | 0.031518 | 0.033176 | 0.034913 | 0.036531 | 0.038071 | 0.039583 | 0.041068 | 0.042433 | 0.043661 | 0.044826 | 0.045927 | 0.046963 | 0.047936 | 0.048845 | 0.04969 | 0.050472 | 0.051191 | 0.051742 | 0.05215 | 0.052548 | 0.052934 | 0.053308 | 0.053672 | 0.054023 | 0.054362 | 0.054688 | 0.055002
SPADEADAM 33KV | SPADEADAM | NPgN | NG FES - Community Renewables | Total PV capacity - I&C and large (MW) | BSP | 0.013251 | 0.013705 | 0.014362 | 0.019231 | 0.026813 | 0.036561 | 0.047672 | 0.059666 | 0.073005 | 0.086982 | 0.1 | 0.11239 | 0.12456 | 0.13651 | 0.14749 | 0.15737 | 0.16675 | 0.17561 | 0.18394 | 0.19178 | 0.19909 | 0.20589 | 0.21218 | 0.21796 | 0.2224 | 0.22569 | 0.22888 | 0.23199 | 0.23501 | 0.23793 | 0.24075 | 0.24348 | 0.24611 | 0.24863
SPENNYMOOR 132/66KV | SPENNYMOOR | NPgN | NG FES - Community Renewables | Total PV capacity - I&C and large (MW) | BSP | 1.8011 | 1.8628 | 1.9521 | 2.1141 | 2.3662 | 2.6904 | 3.0599 | 3.4588 | 3.9024 | 4.3673 | 4.8003 | 5.2123 | 5.617 | 6.0144 | 6.3797 | 6.7083 | 7.0201 | 7.3148 | 7.592 | 7.8524 | 8.0958 | 8.3219 | 8.531 | 8.7234 | 8.871 | 8.9802 | 9.0865 | 9.1899 | 9.2901 | 9.3873 | 9.4813 | 9.572 | 9.6594 | 9.7434
TORONTO | SPENNYMOOR | NPgN | NG FES - Community Renewables | Total PV capacity - I&C and large (MW) | BSP | 1.098 | 1.1356 | 1.19 | 1.3164 | 1.5132 | 1.7662 | 2.0545 | 2.3658 | 2.712 | 3.0747 | 3.4126 | 3.7341 | 4.0499 | 4.3601 | 4.6451 | 4.9015 | 5.1448 | 5.3748 | 5.5911 | 5.7944 | 5.9842 | 6.1607 | 6.3239 | 6.474 | 6.5892 | 6.6744 | 6.7574 | 6.838 | 6.9163 | 6.9921 | 7.0655 | 7.1363 | 7.2044 | 7.27
WORMALD GREEN 132/33KV | KNARESBOROUGH | NPgN | NG FES - Community Renewables | Total PV capacity - I&C and large (MW) | BSP | 5.5707 | 5.6378 | 5.735 | 5.8256 | 5.9667 | 6.148 | 6.3547 | 6.5778 | 6.826 | 7.086 | 7.3282 | 7.5586 | 7.785 | 8.0073 | 8.2116 | 8.3954 | 8.5698 | 8.7346 | 8.8897 | 9.0354 | 9.1715 | 9.298 | 9.415 | 9.5226 | 9.6051 | 9.6662 | 9.7257 | 9.7835 | 9.8396 | 9.8939 | 9.9465 | 9.9973 | 10.0461 | 10.0931
ATTERCLIFFE | WEST MELTON / THORPE MARSH | NPgY | NG FES - Community Renewables | Total PV capacity - I&C and large (MW) | BSP | 0.3444 | 0.35101 | 0.36784 | 0.39345 | 0.43333 | 0.48461 | 0.54306 | 0.60616 | 0.67632 | 0.74984 | 0.81833 | 0.88351 | 0.94752 | 1.0104 | 1.0682 | 1.1201 | 1.1694 | 1.216 | 1.2599 | 1.3011 | 1.3396 | 1.3753 | 1.4084 | 1.4389 | 1.4622 | 1.4795 | 1.4963 | 1.5126 | 1.5285 | 1.5439 | 1.5587 | 1.5731 | 1.5869 | 1.6002
BARUGH 132/66KV | WEST MELTON SECTION 3 | NPgY | NG FES - Community Renewables | Total PV capacity - I&C and large (MW) | BSP | 0.83576 | 0.85181 | 0.89264 | 0.96594 | 1.0801 | 1.2268 | 1.3941 | 1.5747 | 1.7755 | 1.9859 | 2.1819 | 2.3684 | 2.5516 | 2.7315 | 2.8968 | 3.0456 | 3.1867 | 3.3201 | 3.4456 | 3.5635 | 3.6736 | 3.776 | 3.8706 | 3.9577 | 4.0245 | 4.074 | 4.1221 | 4.1689 | 4.2143 | 4.2583 | 4.3008 | 4.3419 | 4.3814 | 4.4194
BEESTON ROYDS 132/33KV | KIRKSTALL B | NPgY | NG FES - Community Renewables | Total PV capacity - I&C and large (MW) | BSP | 0.86558 | 0.8822 | 0.92448 | 0.96576 | 1.03 | 1.1126 | 1.2068 | 1.3085 | 1.4215 | 1.54 | 1.6504 | 1.7554 | 1.8585 | 1.9598 | 2.0529 | 2.1366 | 2.2161 | 2.2912 | 2.3619 | 2.4282 | 2.4902 | 2.5479 | 2.6012 | 2.6502 | 2.6878 | 2.7157 | 2.7427 | 2.7691 | 2.7946 | 2.8194 | 2.8434 | 2.8665 | 2.8888 | 2.9102
BEVERLEY 132/33KV | CREYKE BECK | NPgY | NG FES - Community Renewables | Total PV capacity - I&C and large (MW) | BSP | 3.5589 | 3.6181 | 3.7687 | 4.1979 | 4.8662 | 5.7254 | 6.7047 | 7.7619 | 8.9376 | 10.1695 | 11.317 | 12.4091 | 13.4816 | 14.5348 | 15.5029 | 16.3738 | 17.2 | 17.981 | 18.7158 | 19.4059 | 20.0508 | 20.6502 | 21.2044 | 21.7142 | 22.1054 | 22.3948 | 22.6766 | 22.9504 | 23.2162 | 23.4737 | 23.7228 | 23.9633 | 24.1949 | 24.4174
BINGLEY 132/33KV | BRADFORD WEST | NPgY | NG FES - Community Renewables | Total PV capacity - I&C and large (MW) | BSP | 0.50959 | 0.51938 | 0.54427 | 0.58095 | 0.63805 | 0.71147 | 0.79515 | 0.88549 | 0.98595 | 1.0912 | 1.1893 | 1.2826 | 1.3742 | 1.4642 | 1.547 | 1.6214 | 1.692 | 1.7587 | 1.8215 | 1.8805 | 1.9356 | 1.9868 | 2.0342 | 2.0777 | 2.1111 | 2.1359 | 2.16 | 2.1834 | 2.2061 | 2.2281 | 2.2494 | 2.2699 | 2.2897 | 2.3087
BLACKBURN MEADOWS B | WEST MELTON / THORPE MARSH | NPgY | NG FES - Community Renewables | Total PV capacity - I&C and large (MW) | BSP | 0.17344 | 0.17677 | 0.18525 | 0.19706 | 0.21546 | 0.23912 | 0.26608 | 0.29519 | 0.32755 | 0.36147 | 0.39306 | 0.42313 | 0.45266 | 0.48166 | 0.50831 | 0.53229 | 0.55503 | 0.57653 | 0.59676 | 0.61577 | 0.63352 | 0.65002 | 0.66528 | 0.67932 | 0.69009 | 0.69806 | 0.70581 | 0.71335 | 0.72067 | 0.72776 | 0.73462 | 0.74124 | 0.74761 | 0.75374
BLYTON | KEADBY | NPgY | NG FES - Community Renewables | Total PV capacity - I&C and large (MW) | BSP | 12.0904 | 12.1356 | 12.2505 | 12.4313 | 12.7127 | 13.0746 | 13.487 | 13.9323 | 14.4274 | 14.9463 | 15.4296 | 15.8895 | 16.3412 | 16.7848 | 17.1925 | 17.5593 | 17.9072 | 18.2361 | 18.5456 | 18.8363 | 19.1079 | 19.3603 | 19.5937 | 19.8084 | 19.9732 | 20.0951 | 20.2138 | 20.3291 | 20.441 | 20.5495 | 20.6544 | 20.7557 | 20.8532 | 20.9469
BRADFORD | BRADFORD WEST | NPgY | NG FES - Community Renewables | Total PV capacity - I&C and large (MW) | BSP | 0.48677 | 0.49612 | 0.51989 | 0.56553 | 0.63658 | 0.72793 | 0.83205 | 0.94445 | 1.0694 | 1.2004 | 1.3224 | 1.4385 | 1.5526 | 1.6646 | 1.7675 | 1.8601 | 1.9479 | 2.031 | 2.1091 | 2.1825 | 2.251 | 2.3147 | 2.3737 | 2.4279 | 2.4695 | 2.5002 | 2.5302 | 2.5593 | 2.5876 | 2.6149 | 2.6414 | 2.667 | 2.6916 | 2.7153
BRAMHAM | FERRYBRIDGE B | NPgY | NG FES - Community Renewables | Total PV capacity - I&C and large (MW) | BSP | 7.8081 | 7.8284 | 7.8801 | 8.049 | 8.3119 | 8.65 | 9.0353 | 9.4512 | 9.9138 | 10.3985 | 10.85 | 11.2797 | 11.7017 | 12.116 | 12.497 | 12.8396 | 13.1647 | 13.4719 | 13.7611 | 14.0326 | 14.2863 | 14.5222 | 14.7402 | 14.9408 | 15.0947 | 15.2086 | 15.3194 | 15.4272 | 15.5318 | 15.6331 | 15.7311 | 15.8257 | 15.9168 | 16.0044
BRANSHOLME | CREYKE BECK | NPgY | NG FES - Community Renewables | Total PV capacity - I&C and large (MW) | BSP | 8.6004 | 8.608 | 8.6276 | 8.6681 | 8.7311 | 8.8121 | 8.9044 | 9.004 | 9.1149 | 9.231 | 9.3392 | 9.4421 | 9.5432 | 9.6425 | 9.7338 | 9.8159 | 9.8937 | 9.9674 | 10.0366 | 10.1017 | 10.1625 | 10.219 | 10.2712 | 10.3193 | 10.3562 | 10.3834 | 10.41 | 10.4358 | 10.4609 | 10.4851 | 10.5086 | 10.5313 | 10.5531 | 10.5741
BRIGHOUSE 132/33KV | ELLAND | NPgY | NG FES - Community Renewables | Total PV capacity - I&C and large (MW) | BSP | 0.74214 | 0.75639 | 0.79264 | 0.86174 | 0.96933 | 1.1077 | 1.2653 | 1.4355 | 1.6248 | 1.8231 | 2.0079 | 2.1837 | 2.3563 | 2.5259 | 2.6818 | 2.822 | 2.955 | 3.0807 | 3.199 | 3.3101 | 3.4139 | 3.5104 | 3.5997 | 3.6817 | 3.7447 | 3.7913 | 3.8367 | 3.8808 | 3.9235 | 3.965 | 4.0051 | 4.0438 | 4.0811 | 4.1169
DONCASTER B/THORPE MARSH | WEST MELTON / THORPE MARSH | NPgY | NG FES - Community Renewables | Total PV capacity - I&C and large (MW) | BSP | 13.7185 | 13.7508 | 13.8329 | 14.0854 | 14.4786 | 14.9841 | 15.5603 | 16.1824 | 16.8741 | 17.599 | 18.2742 | 18.9167 | 19.5478 | 20.1675 | 20.7371 | 21.2495 | 21.7356 | 22.1952 | 22.6275 | 23.0336 | 23.413 | 23.7657 | 24.0918 | 24.3917 | 24.6219 | 24.7922 | 24.958 | 25.1191 | 25.2755 | 25.427 | 25.5736 | 25.7151 | 25.8514 | 25.9823
DONCASTER CENTRAL | WEST MELTON / THORPE MARSH | NPgY | NG FES - Community Renewables | Total PV capacity - I&C and large (MW) | BSP | 0.18916 | 0.19279 | 0.20203 | 0.2413 | 0.30246 | 0.38108 | 0.47069 | 0.56744 | 0.67502 | 0.78775 | 0.89276 | 0.99269 | 1.0908 | 1.1872 | 1.2758 | 1.3555 | 1.4311 | 1.5026 | 1.5698 | 1.633 | 1.692 | 1.7468 | 1.7975 | 1.8442 | 1.88 | 1.9065 | 1.9322 | 1.9573 | 1.9816 | 2.0052 | 2.028 | 2.05 | 2.0712 | 2.0916
DRIFFIELD/BEVERLEY GROUP | CREYKE BECK | NPgY | NG FES - Community Renewables | Total PV capacity - I&C and large (MW) | BSP | 9.8512 | 9.9664 | 10.2595 | 10.9738 | 12.0859 | 13.5158 | 15.1455 | 16.9049 | 18.8614 | 20.9116 | 22.8213 | 24.6387 | 26.4236 | 28.1764 | 29.7875 | 31.2368 | 32.6118 | 33.9114 | 35.1343 | 36.2829 | 37.3561 | 38.3535 | 39.2758 | 40.1243 | 40.7753 | 41.257 | 41.7258 | 42.1816 | 42.6239 | 43.0525 | 43.467 | 43.8672 | 44.2526 | 44.623
FEATHERSTONE | FERRYBRIDGE B | NPgY | NG FES - Community Renewables | Total PV capacity - I&C and large (MW) | BSP | 0.9358 | 0.95377 | 0.99948 | 1.051 | 1.1311 | 1.2341 | 1.3516 | 1.4784 | 1.6194 | 1.7671 | 1.9047 | 2.0357 | 2.1643 | 2.2906 | 2.4067 | 2.5112 | 2.6102 | 2.7039 | 2.792 | 2.8748 | 2.9521 | 3.024 | 3.0905 | 3.1516 | 3.1985 | 3.2332 | 3.267 | 3.2999 | 3.3317 | 3.3626 | 3.3925 | 3.4213 | 3.4491 | 3.4758
GIRLINGTON | BRADFORD WEST | NPgY | NG FES - Community Renewables | Total PV capacity - I&C and large (MW) | BSP | 0.327 | 0.33327 | 0.34925 | 0.37512 | 0.4154 | 0.46719 | 0.52622 | 0.58994 | 0.6608 | 0.73506 | 0.80423 | 0.87005 | 0.9347 | 0.99819 | 1.0565 | 1.109 | 1.1588 | 1.2059 | 1.2502 | 1.2918 | 1.3307 | 1.3668 | 1.4002 | 1.4309 | 1.4545 | 1.472 | 1.4889 | 1.5054 | 1.5215 | 1.537 | 1.552 | 1.5665 | 1.5805 | 1.5939
HALIFAX 132/33KV | ELLAND | NPgY | NG FES - Community Renewables | Total PV capacity - I&C and large (MW) | BSP | 0.40107 | 0.40877 | 0.42836 | 0.46852 | 0.53104 | 0.61143 | 0.70306 | 0.80198 | 0.91197 | 1.0272 | 1.1346 | 1.2368 | 1.3371 | 1.4357 | 1.5262 | 1.6077 | 1.685 | 1.7581 | 1.8268 | 1.8914 | 1.9518 | 2.0078 | 2.0597 | 2.1074 | 2.144 | 2.1711 | 2.1974 | 2.2231 | 2.2479 | 2.272 | 2.2953 | 2.3178 | 2.3395 | 2.3603
HECKMONDWIKE | SKELTON GRANGE | NPgY | NG FES - Community Renewables | Total PV capacity - I&C and large (MW) | BSP | 0.26809 | 0.27324 | 0.28633 | 0.32724 | 0.39092 | 0.47281 | 0.56614 | 0.66689 | 0.77893 | 0.89634 | 1.0057 | 1.1098 | 1.212 | 1.3124 | 1.4046 | 1.4876 | 1.5664 | 1.6408 | 1.7108 | 1.7766 | 1.8381 | 1.8952 | 1.948 | 1.9966 | 2.0339 | 2.0614 | 2.0883 | 2.1144 | 2.1397 | 2.1643 | 2.188 | 2.2109 | 2.233 | 2.2542
HOLMFIELD | BRADFORD WEST | NPgY | NG FES - Community Renewables | Total PV capacity - I&C and large (MW) | BSP | 1.201 | 1.2183 | 1.2623 | 1.3588 | 1.509 | 1.7021 | 1.9223 | 2.1599 | 2.4242 | 2.7011 | 2.9591 | 3.2046 | 3.4457 | 3.6824 | 3.9 | 4.0958 | 4.2815 | 4.4571 | 4.6223 | 4.7774 | 4.9224 | 5.0571 | 5.1817 | 5.2963 | 5.3842 | 5.4493 | 5.5126 | 5.5742 | 5.6339 | 5.6918 | 5.7478 | 5.8018 | 5.8539 | 5.9039
HULL EAST 132/33KV | SALTEND NORTH | NPgY | NG FES - Community Renewables | Total PV capacity - I&C and large (MW) | BSP | 6.8649 | 6.9055 | 7.0089 | 7.189 | 7.4695 | 7.8302 | 8.2412 | 8.685 | 9.1785 | 9.6956 | 10.1773 | 10.6357 | 11.0859 | 11.5279 | 11.9343 | 12.2999 | 12.6467 | 12.9745 | 13.2829 | 13.5726 | 13.8433 | 14.0949 | 14.3275 | 14.5415 | 14.7057 | 14.8272 | 14.9455 | 15.0604 | 15.172 | 15.2801 | 15.3846 | 15.4856 | 15.5828 | 15.6762
HULL SOUTH | CREYKE BECK | NPgY | NG FES - Community Renewables | Total PV capacity - I&C and large (MW) | BSP | 0.74731 | 0.76166 | 0.79816 | 0.85604 | 0.94614 | 1.062 | 1.194 | 1.3366 | 1.4951 | 1.6612 | 1.816 | 1.9632 | 2.1078 | 2.2499 | 2.3804 | 2.4978 | 2.6092 | 2.7145 | 2.8136 | 2.9067 | 2.9936 | 3.0745 | 3.1492 | 3.2179 | 3.2707 | 3.3097 | 3.3477 | 3.3846 | 3.4205 | 3.4552 | 3.4888 | 3.5212 | 3.5524 | 3.5824
HULL WEST | CREYKE BECK | NPgY | NG FES - Community Renewables | Total PV capacity - I&C and large (MW) | BSP | 2.86 | 2.9149 | 3.0546 | 3.3325 | 3.7651 | 4.3214 | 4.9554 | 5.6398 | 6.401 | 7.1985 | 7.9415 | 8.6485 | 9.3428 | 10.0247 | 10.6515 | 11.2153 | 11.7502 | 12.2558 | 12.7315 | 13.1783 | 13.5958 | 13.9839 | 14.3427 | 14.6727 | 14.926 | 15.1134 | 15.2958 | 15.4731 | 15.6452 | 15.8119 | 15.9731 | 16.1288 | 16.2788 | 16.4229
HUMBERSTON | GRIMSBY WEST | NPgY | NG FES - Community Renewables | Total PV capacity - I&C and large (MW) | BSP | 0.25149 | 0.25632 | 0.2686 | 0.30483 | 0.36124 | 0.43376 | 0.51642 | 0.60565 | 0.70488 | 0.80886 | 0.90572 | 0.9979 | 1.0884 | 1.1773 | 1.259 | 1.3325 | 1.4023 | 1.4682 | 1.5302 | 1.5885 | 1.6429 | 1.6935 | 1.7403 | 1.7833 | 1.8163 | 1.8408 | 1.8645 | 1.8876 | 1.9101 | 1.9318 | 1.9528 | 1.9731 | 1.9927 | 2.0115
HUNNINGLEY | WEST MELTON SECTION 3 | NPgY | NG FES - Community Renewables | Total PV capacity - I&C and large (MW) | BSP | 0.28842 | 0.29396 | 0.30805 | 0.33992 | 0.38953 | 0.45332 | 0.52603 | 0.60452 | 0.69181 | 0.78327 | 0.86847 | 0.94955 | 1.0292 | 1.1074 | 1.1792 | 1.2439 | 1.3052 | 1.3632 | 1.4178 | 1.469 | 1.5169 | 1.5614 | 1.6025 | 1.6404 | 1.6694 | 1.6909 | 1.7118 | 1.7322 | 1.7519 | 1.771 | 1.7895 | 1.8074 | 1.8246 | 1.8411
HUNSHELF | WEST MELTON SECTION 3 | NPgY | NG FES - Community Renewables | Total PV capacity - I&C and large (MW) | BSP | 0.47893 | 0.48812 | 0.51152 | 0.54397 | 0.5945 | 0.65947 | 0.73352 | 0.81346 | 0.90235 | 0.99551 | 1.0823 | 1.1649 | 1.2459 | 1.3256 | 1.3988 | 1.4646 | 1.5271 | 1.5862 | 1.6417 | 1.6939 | 1.7427 | 1.788 | 1.8299 | 1.8685 | 1.898 | 1.9199 | 1.9412 | 1.9619 | 1.982 | 2.0015 | 2.0203 | 2.0385 | 2.056 | 2.0729
IMMINGHAM | GRIMSBY WEST | NPgY | NG FES - Community Renewables | Total PV capacity - I&C and large (MW) | BSP | 1.2419 | 1.2658 | 1.3265 | 1.3791 | 1.4611 | 1.5664 | 1.6865 | 1.8162 | 1.9604 | 2.1115 | 2.2522 | 2.3861 | 2.5177 | 2.6468 | 2.7656 | 2.8724 | 2.9737 | 3.0695 | 3.1596 | 3.2443 | 3.3234 | 3.3969 | 3.4648 | 3.5274 | 3.5753 | 3.6108 | 3.6454 | 3.679 | 3.7116 | 3.7432 | 3.7737 | 3.8032 | 3.8316 | 3.8589
KIRKHAW LANE | FERRYBRIDGE B | NPgY | NG FES - Community Renewables | Total PV capacity - I&C and large (MW) | BSP | 16.8934 | 16.9134 | 16.9642 | 17.0454 | 17.1719 | 17.3345 | 17.5199 | 17.72 | 17.9425 | 18.1757 | 18.3929 | 18.5996 | 18.8026 | 19.0019 | 19.1852 | 19.35 | 19.5064 | 19.6542 | 19.7933 | 19.9239 | 20.046 | 20.1594 | 20.2643 | 20.3608 | 20.4349 | 20.4896 | 20.543 | 20.5948 | 20.6451 | 20.6938 | 20.741 | 20.7865 | 20.8303 | 20.8725
KIRKSTALL C 2/5 | KIRKSTALL B | NPgY | NG FES - Community Renewables | Total PV capacity - I&C and large (MW) | BSP | 0.72201 | 0.72493 | 0.73235 | 0.74073 | 0.75376 | 0.77052 | 0.78962 | 0.81024 | 0.83317 | 0.8572 | 0.87959 | 0.90089 | 0.92181 | 0.94235 | 0.96123 | 0.97822 | 0.99433 | 1.0096 | 1.0239 | 1.0374 | 1.0499 | 1.0616 | 1.0724 | 1.0824 | 1.09 | 1.0957 | 1.1012 | 1.1065 | 1.1117 | 1.1167 | 1.1216 | 1.1263 | 1.1308 | 1.1351
KIRKSTALL C/RING ROAD HORSFORTH | KIRKSTALL B | NPgY | NG FES - Community Renewables | Total PV capacity - I&C and large (MW) | BSP | 0.73179 | 0.74584 | 0.78159 | 0.84006 | 0.9311 | 1.0482 | 1.1816 | 1.3256 | 1.4858 | 1.6536 | 1.8099 | 1.9587 | 2.1048 | 2.2483 | 2.3802 | 2.4988 | 2.6114 | 2.7178 | 2.8179 | 2.9119 | 2.9997 | 3.0814 | 3.1569 | 3.2263 | 3.2796 | 3.3191 | 3.3575 | 3.3948 | 3.431 | 3.4661 | 3.5 | 3.5327 | 3.5643 | 3.5946
LEEDS EAST | SKELTON GRANGE | NPgY | NG FES - Community Renewables | Total PV capacity - I&C and large (MW) | BSP | 0.3224 | 0.32859 | 0.34434 | 0.38183 | 0.4402 | 0.51525 | 0.60079 | 0.69314 | 0.79583 | 0.90343 | 1.0037 | 1.0991 | 1.1927 | 1.2847 | 1.3693 | 1.4454 | 1.5175 | 1.5857 | 1.6499 | 1.7102 | 1.7665 | 1.8189 | 1.8673 | 1.9118 | 1.946 | 1.9713 | 1.9959 | 2.0198 | 2.043 | 2.0655 | 2.0873 | 2.1083 | 2.1285 | 2.148
LEEDS NORTH | SKELTON GRANGE | NPgY | NG FES - Community Renewables | Total PV capacity - I&C and large (MW) | BSP | 0.24264 | 0.2473 | 0.25915 | 0.28944 | 0.33661 | 0.39726 | 0.46638 | 0.541 | 0.62398 | 0.71093 | 0.79193 | 0.86901 | 0.94471 | 1.0191 | 1.0874 | 1.1489 | 1.2072 | 1.2623 | 1.3142 | 1.3629 | 1.4084 | 1.4507 | 1.4898 | 1.5258 | 1.5534 | 1.5738 | 1.5937 | 1.6131 | 1.6318 | 1.65 | 1.6676 | 1.6845 | 1.7009 | 1.7166
LINDLEY | ELLAND | NPgY | NG FES - Community Renewables | Total PV capacity - I&C and large (MW) | BSP | 0.77735 | 0.79227 | 0.83025 | 0.89068 | 0.98476 | 1.1057 | 1.2436 | 1.3925 | 1.558 | 1.7314 | 1.893 | 2.0468 | 2.1978 | 2.3461 | 2.4824 | 2.605 | 2.7213 | 2.8313 | 2.9347 | 3.0319 | 3.1227 | 3.2071 | 3.2851 | 3.3569 | 3.412 | 3.4527 | 3.4924 | 3.5309 | 3.5684 | 3.6046 | 3.6397 | 3.6735 | 3.7062 | 3.7375
LOW ROAD | SKELTON GRANGE | NPgY | NG FES - Community Renewables | Total PV capacity - I&C and large (MW) | BSP | 1.1184 | 1.1398 | 1.1945 | 1.2167 | 1.2513 | 1.2958 | 1.3465 | 1.4013 | 1.4621 | 1.5259 | 1.5853 | 1.6419 | 1.6974 | 1.752 | 1.8021 | 1.8472 | 1.89 | 1.9304 | 1.9684 | 2.0042 | 2.0376 | 2.0686 | 2.0973 | 2.1237 | 2.144 | 2.159 | 2.1735 | 2.1877 | 2.2015 | 2.2148 | 2.2277 | 2.2402 | 2.2522 | 2.2637
MALLARD WAY | WEST MELTON / THORPE MARSH | NPgY | NG FES - Community Renewables | Total PV capacity - I&C and large (MW) | BSP | 0.43444 | 0.44279 | 0.46401 | 0.50954 | 0.58043 | 0.67158 | 0.77547 | 0.88762 | 1.0123 | 1.143 | 1.2648 | 1.3806 | 1.4944 | 1.6061 | 1.7088 | 1.8012 | 1.8889 | 1.9717 | 2.0497 | 2.1229 | 2.1913 | 2.2549 | 2.3137 | 2.3677 | 2.4092 | 2.4399 | 2.4698 | 2.4989 | 2.5271 | 2.5544 | 2.5808 | 2.6063 | 2.6309 | 2.6545
MENSTON | BRADFORD WEST | NPgY | NG FES - Community Renewables | Total PV capacity - I&C and large (MW) | BSP | 0.40138 | 0.40909 | 0.4287 | 0.45806 | 0.50376 | 0.56253 | 0.62951 | 0.70182 | 0.78223 | 0.86649 | 0.94498 | 1.0197 | 1.093 | 1.1651 | 1.2313 | 1.2909 | 1.3474 | 1.4008 | 1.451 | 1.4982 | 1.5424 | 1.5833 | 1.6213 | 1.6561 | 1.6829 | 1.7027 | 1.7219 | 1.7407 | 1.7589 | 1.7765 | 1.7935 | 1.81 | 1.8258 | 1.841
MOSS ROAD | GRIMSBY WEST | NPgY | NG FES - Community Renewables | Total PV capacity - I&C and large (MW) | BSP | 0.74878 | 0.76316 | 0.79973 | 0.82562 | 0.86593 | 0.91776 | 0.97684 | 1.0406 | 1.1115 | 1.1858 | 1.2551 | 1.3209 | 1.3856 | 1.4492 | 1.5076 | 1.5601 | 1.6099 | 1.657 | 1.7014 | 1.743 | 1.7819 | 1.8181 | 1.8515 | 1.8822 | 1.9058 | 1.9233 | 1.9403 | 1.9568 | 1.9728 | 1.9884 | 2.0034 | 2.0179 | 2.0319 | 2.0453
OSGODBY 1/2 | DRAX | NPgY | NG FES - Community Renewables | Total PV capacity - I&C and large (MW) | BSP | 0 | 0 | 0 | 0 | 0 | 0 | 0 | 0 | 0 | 0 | 0 | 0 | 0 | 0 | 0 | 0 | 0 | 0 | 0 | 0 | 0 | 0 | 0 | 0 | 0 | 0 | 0 | 0 | 0 | 0 | 0 | 0 | 0 | 0
OSGODBY 3/4 | DRAX | NPgY | NG FES - Community Renewables | Total PV capacity - I&C and large (MW) | BSP | 1.3175 | 1.3332 | 1.3732 | 1.6327 | 2.0369 | 2.5565 | 3.1487 | 3.7881 | 4.4991 | 5.2441 | 5.9381 | 6.5985 | 7.2471 | 7.8841 | 8.4696 | 8.9962 | 9.4959 | 9.9682 | 10.4126 | 10.83 | 11.22 | 11.5825 | 11.9176 | 12.2259 | 12.4625 | 12.6376 | 12.8079 | 12.9736 | 13.1343 | 13.29 | 13.4407 | 13.5861 | 13.7262 | 13.8608
RODLEY | SKELTON GRANGE | NPgY | NG FES - Community Renewables | Total PV capacity - I&C and large (MW) | BSP | 0.39326 | 0.40081 | 0.42002 | 0.46043 | 0.52334 | 0.60423 | 0.69643 | 0.79596 | 0.90664 | 1.0226 | 1.1307 | 1.2335 | 1.3344 | 1.4336 | 1.5247 | 1.6067 | 1.6845 | 1.758 | 1.8272 | 1.8922 | 1.9529 | 2.0093 | 2.0615 | 2.1095 | 2.1463 | 2.1736 | 2.2001 | 2.2259 | 2.2509 | 2.2752 | 2.2986 | 2.3212 | 2.3431 | 2.364
SAINT ANDREWS ROAD 132/33KV | SKELTON GRANGE | NPgY | NG FES - Community Renewables | Total PV capacity - I&C and large (MW) | BSP | 1.5178 | 1.5315 | 1.5666 | 1.6152 | 1.6909 | 1.7881 | 1.899 | 2.0187 | 2.1518 | 2.2913 | 2.4212 | 2.5448 | 2.6663 | 2.7855 | 2.8951 | 2.9937 | 3.0872 | 3.1757 | 3.2588 | 3.337 | 3.41 | 3.4779 | 3.5406 | 3.5983 | 3.6426 | 3.6754 | 3.7073 | 3.7383 | 3.7684 | 3.7975 | 3.8257 | 3.8529 | 3.8792 | 3.9044
SALTEND 132/33KV | SALTEND NORTH | NPgY | NG FES - Community Renewables | Total PV capacity - I&C and large (MW) | BSP | 0.04131 | 0.042103 | 0.044121 | 0.04434 | 0.044681 | 0.04512 | 0.04562 | 0.046159 | 0.04676 | 0.047388 | 0.047974 | 0.048532 | 0.049079 | 0.049617 | 0.050111 | 0.050556 | 0.050978 | 0.051376 | 0.051752 | 0.052104 | 0.052433 | 0.052739 | 0.053022 | 0.053282 | 0.053482 | 0.05363 | 0.053774 | 0.053913 | 0.054049 | 0.054181 | 0.054308 | 0.05443 | 0.054549 | 0.054662
SANTON | KEADBY | NPgY | NG FES - Community Renewables | Total PV capacity - I&C and large (MW) | BSP | 2.61 | 2.6486 | 2.7468 | 2.9242 | 3.2003 | 3.5552 | 3.9598 | 4.3966 | 4.8824 | 5.3913 | 5.8654 | 6.3166 | 6.7597 | 7.1949 | 7.5948 | 7.9546 | 8.296 | 8.6186 | 8.9222 | 9.2074 | 9.4738 | 9.7214 | 9.9504 | 10.161 | 10.3227 | 10.4422 | 10.5586 | 10.6718 | 10.7816 | 10.888 | 10.9909 | 11.0902 | 11.1859 | 11.2779
SCUNTHORPE NORTH | KEADBY | NPgY | NG FES - Community Renewables | Total PV capacity - I&C and large (MW) | BSP | 5.7897 | 5.8048 | 5.8434 | 5.96 | 6.1414 | 6.3748 | 6.6407 | 6.9278 | 7.2471 | 7.5816 | 7.8933 | 8.1899 | 8.4811 | 8.7671 | 9.03 | 9.2665 | 9.4909 | 9.703 | 9.9026 | 10.09 | 10.2651 | 10.4279 | 10.5784 | 10.7168 | 10.8231 | 10.9017 | 10.9782 | 11.0526 | 11.1247 | 11.1947 | 11.2623 | 11.3276 | 11.3905 | 11.451
SCUNTHORPE SOUTH | KEADBY | NPgY | NG FES - Community Renewables | Total PV capacity - I&C and large (MW) | BSP | 34.5931 | 34.5994 | 34.6154 | 34.821 | 35.1411 | 35.5527 | 36.0219 | 36.5284 | 37.0916 | 37.6818 | 38.2315 | 38.7547 | 39.2685 | 39.7731 | 40.2369 | 40.654 | 41.0499 | 41.424 | 41.776 | 42.1067 | 42.4156 | 42.7027 | 42.9682 | 43.2125 | 43.3999 | 43.5385 | 43.6735 | 43.8047 | 43.932 | 44.0554 | 44.1747 | 44.2899 | 44.4009 | 44.5075
SILSDEN | BRADFORD WEST | NPgY | NG FES - Community Renewables | Total PV capacity - I&C and large (MW) | BSP | 0.56612 | 0.57699 | 0.60464 | 1.5604 | 3.0484 | 4.9616 | 7.1423 | 9.4965 | 12.1143 | 14.8575 | 17.4128 | 19.8445 | 22.2328 | 24.578 | 26.7338 | 28.673 | 30.5128 | 32.2518 | 33.888 | 35.4249 | 36.8609 | 38.1955 | 39.4295 | 40.5648 | 41.4358 | 42.0804 | 42.7077 | 43.3176 | 43.9094 | 44.4828 | 45.0375 | 45.5729 | 46.0887 | 46.5843
SOWERBY BRIDGE 132/33KV | ELLAND | NPgY | NG FES - Community Renewables | Total PV capacity - I&C and large (MW) | BSP | 0.55378 | 0.56441 | 0.59147 | 0.69864 | 0.86551 | 1.0801 | 1.3246 | 1.5886 | 1.8821 | 2.1898 | 2.4763 | 2.749 | 3.0168 | 3.2798 | 3.5216 | 3.739 | 3.9453 | 4.1403 | 4.3238 | 4.4962 | 4.6572 | 4.8068 | 4.9452 | 5.0725 | 5.1702 | 5.2425 | 5.3128 | 5.3812 | 5.4476 | 5.5119 | 5.5741 | 5.6341 | 5.692 | 5.7476
STAYGATE | SKELTON GRANGE | NPgY | NG FES - Community Renewables | Total PV capacity - I&C and large (MW) | BSP | 1.2607 | 1.2794 | 1.3271 | 1.3646 | 1.423 | 1.4981 | 1.5836 | 1.676 | 1.7787 | 1.8863 | 1.9866 | 2.082 | 2.1757 | 2.2678 | 2.3523 | 2.4284 | 2.5006 | 2.5688 | 2.633 | 2.6934 | 2.7497 | 2.8021 | 2.8505 | 2.895 | 2.9292 | 2.9545 | 2.9791 | 3.003 | 3.0263 | 3.0488 | 3.0705 | 3.0915 | 3.1118 | 3.1312
THORNHILL 132KV | ELLAND | NPgY | NG FES - Community Renewables | Total PV capacity - I&C and large (MW) | BSP | 1.2039 | 1.2194 | 1.2586 | 1.3353 | 1.4547 | 1.6083 | 1.7833 | 1.9722 | 2.1822 | 2.4024 | 2.6074 | 2.8025 | 2.9942 | 3.1824 | 3.3554 | 3.511 | 3.6586 | 3.7982 | 3.9295 | 4.0528 | 4.168 | 4.2751 | 4.3741 | 4.4652 | 4.5351 | 4.5869 | 4.6372 | 4.6861 | 4.7336 | 4.7797 | 4.8242 | 4.8671 | 4.9085 | 4.9483
WAKEFIELD MONCKTON ROAD | WEST MELTON SECTION 3 | NPgY | NG FES - Community Renewables | Total PV capacity - I&C and large (MW) | BSP | 0.31661 | 0.32269 | 0.33815 | 0.37119 | 0.42263 | 0.48876 | 0.56414 | 0.64551 | 0.736 | 0.83082 | 0.91915 | 1.0032 | 1.0858 | 1.1668 | 1.2413 | 1.3084 | 1.372 | 1.4321 | 1.4886 | 1.5418 | 1.5914 | 1.6375 | 1.6802 | 1.7194 | 1.7495 | 1.7718 | 1.7935 | 1.8146 | 1.835 | 1.8549 | 1.874 | 1.8925 | 1.9104 | 1.9275
WAKEFIELD NORTH | SKELTON GRANGE | NPgY | NG FES - Community Renewables | Total PV capacity - I&C and large (MW) | BSP | 0.9525 | 0.96495 | 0.99663 | 1.0499 | 1.1329 | 1.2396 | 1.3612 | 1.4925 | 1.6385 | 1.7915 | 1.934 | 2.0696 | 2.2028 | 2.3336 | 2.4539 | 2.562 | 2.6646 | 2.7616 | 2.8528 | 2.9386 | 3.0186 | 3.0931 | 3.1619 | 3.2252 | 3.2738 | 3.3097 | 3.3447 | 3.3787 | 3.4117 | 3.4437 | 3.4746 | 3.5045 | 3.5333 | 3.5609
WEST MELTON | WEST MELTON SECTION 3 | NPgY | NG FES - Community Renewables | Total PV capacity - I&C and large (MW) | BSP | 3.6006 | 3.6205 | 3.6712 | 3.7922 | 3.9806 | 4.2229 | 4.4989 | 4.797 | 5.1285 | 5.4758 | 5.7993 | 6.1072 | 6.4095 | 6.7065 | 6.9794 | 7.2249 | 7.4579 | 7.6781 | 7.8852 | 8.0798 | 8.2616 | 8.4306 | 8.5868 | 8.7306 | 8.8408 | 8.9225 | 9.0019 | 9.0791 | 9.154 | 9.2266 | 9.2968 | 9.3646 | 9.4299 | 9.4927
WHINMOOR | FERRYBRIDGE B | NPgY | NG FES - Community Renewables | Total PV capacity - I&C and large (MW) | BSP | 1.1956 | 1.2032 | 1.2225 | 1.2641 | 1.3288 | 1.4121 | 1.507 | 1.6094 | 1.7233 | 1.8427 | 1.9539 | 2.0597 | 2.1636 | 2.2656 | 2.3594 | 2.4438 | 2.5239 | 2.5995 | 2.6707 | 2.7376 | 2.8001 | 2.8582 | 2.9118 | 2.9612 | 2.9991 | 3.0272 | 3.0545 | 3.081 | 3.1068 | 3.1317 | 3.1559 | 3.1792 | 3.2016 | 3.2232
WOLD NEWTON | KEADBY | NPgY | NG FES - Community Renewables | Total PV capacity - I&C and large (MW) | BSP | 23.1361 | 23.1867 | 23.3155 | 23.558 | 23.9357 | 24.4212 | 24.9747 | 25.5721 | 26.2365 | 26.9327 | 27.5812 | 28.1984 | 28.8045 | 29.3997 | 29.9468 | 30.4389 | 30.9059 | 31.3472 | 31.7625 | 32.1525 | 32.5169 | 32.8557 | 33.1688 | 33.457 | 33.678 | 33.8416 | 34.0008 | 34.1556 | 34.3058 | 34.4513 | 34.5921 | 34.728 | 34.8589 | 34.9847
YARBOROUGH ROAD 132/33KV | GRIMSBY WEST | NPgY | NG FES - Community Renewables | Total PV capacity - I&C and large (MW) | BSP | 1.6536 | 1.6853 | 1.7661 | 1.8287 | 1.9263 | 2.0517 | 2.1947 | 2.349 | 2.5207 | 2.7005 | 2.868 | 3.0275 | 3.184 | 3.3378 | 3.4791 | 3.6063 | 3.7269 | 3.8409 | 3.9482 | 4.0489 | 4.1431 | 4.2306 | 4.3115 | 4.3859 | 4.443 | 4.4853 | 4.5264 | 4.5664 | 4.6052 | 4.6428 | 4.6791 | 4.7142 | 4.748 | 4.7805

## CR_CHP capacity
Bulk Supply Point Name | Grid Supply Point Connected to | Licence area | Scenario name | Output parameter_Unit | Substation Type in Forecasting Model | 2017 | 2018 | 2019 | 2020 | 2021 | 2022 | 2023 | 2024 | 2025 | 2026 | 2027 | 2028 | 2029 | 2030 | 2031 | 2032 | 2033 | 2034 | 2035 | 2036 | 2037 | 2038 | 2039 | 2040 | 2041 | 2042 | 2043 | 2044 | 2045 | 2046 | 2047 | 2048 | 2049 | 2050
ANNFIELD | STELLA SOUTH | NPgN | NG FES - Community Renewables | Total CHP capacity (MW) | BSP | 0.0017648 | 0.27228 | 0.58343 | 0.69716 | 0.89778 | 1.0848 | 1.2175 | 1.3525 | 1.5065 | 1.7593 | 1.9782 | 2.1746 | 2.3683 | 2.6559 | 2.8438 | 3.0288 | 3.2044 | 3.4681 | 3.611 | 3.7186 | 3.855 | 3.9881 | 4.1358 | 4.2751 | 4.4016 | 4.5296 | 4.6581 | 4.7873 | 4.916 | 5.0354 | 5.1566 | 5.2797 | 5.4078 | 5.5399
BARRACK ROAD | STELLA NORTH | NPgN | NG FES - Community Renewables | Total CHP capacity (MW) | BSP | 0.00040047 | 0.35281 | 0.7607 | 0.90694 | 1.1585 | 1.392 | 1.5535 | 1.718 | 1.9076 | 2.1913 | 2.43 | 2.6388 | 2.844 | 3.1737 | 3.3684 | 3.5592 | 3.7376 | 4.0326 | 4.1676 | 4.281 | 4.4326 | 4.5799 | 4.7464 | 4.9018 | 5.0576 | 5.2155 | 5.3739 | 5.5332 | 5.6919 | 5.8499 | 6.0105 | 6.1734 | 6.3432 | 6.5181
BLUCHER | STELLA NORTH | NPgN | NG FES - Community Renewables | Total CHP capacity (MW) | BSP | 0.80079 | 0.96623 | 1.1568 | 1.2261 | 1.3474 | 1.4604 | 1.54 | 1.621 | 1.7137 | 1.8621 | 1.9897 | 2.1034 | 2.2155 | 2.3852 | 2.4933 | 2.5997 | 2.7002 | 2.8549 | 2.9354 | 2.9975 | 3.0774 | 3.1553 | 3.2421 | 3.3237 | 3.3998 | 3.4769 | 3.5543 | 3.632 | 3.7095 | 3.7829 | 3.8573 | 3.9329 | 4.0117 | 4.0928
BOWESFIELD | NORTON | NPgN | NG FES - Community Renewables | Total CHP capacity (MW) | BSP | 3.8012 | 4.1516 | 4.5561 | 4.7024 | 4.9567 | 5.1934 | 5.3588 | 5.5274 | 5.7206 | 6.0225 | 6.28 | 6.508 | 6.7324 | 7.0797 | 7.295 | 7.5065 | 7.7056 | 8.02 | 8.1764 | 8.3007 | 8.4627 | 8.6205 | 8.7973 | 8.9631 | 9.1219 | 9.2828 | 9.4441 | 9.6065 | 9.7682 | 9.9242 | 10.0827 | 10.2436 | 10.4112 | 10.5839
CHIRTON GRANGE | TYNEMOUTH | NPgN | NG FES - Community Renewables | Total CHP capacity (MW) | BSP | 0.0011424 | 0.27739 | 0.59596 | 0.71145 | 0.91302 | 1.1006 | 1.2323 | 1.3664 | 1.5199 | 1.7628 | 1.9708 | 2.1557 | 2.3377 | 2.6164 | 2.7915 | 2.9636 | 3.1261 | 3.3792 | 3.508 | 3.6089 | 3.7395 | 3.8667 | 4.0089 | 4.1424 | 4.2685 | 4.3963 | 4.5245 | 4.6534 | 4.7819 | 4.9046 | 5.0292 | 5.1558 | 5.2876 | 5.4234
COALBURNS | STELLA SOUTH | NPgN | NG FES - Community Renewables | Total CHP capacity (MW) | BSP | 0.00058489 | 0.18324 | 0.39417 | 0.47034 | 0.60264 | 0.72568 | 0.81158 | 0.89909 | 0.99952 | 1.1555 | 1.2883 | 1.4057 | 1.5213 | 1.701 | 1.8117 | 1.9204 | 2.0228 | 2.1852 | 2.2651 | 2.3292 | 2.4128 | 2.4943 | 2.5857 | 2.6713 | 2.7538 | 2.8374 | 2.9212 | 3.0056 | 3.0896 | 3.171 | 3.2537 | 3.3377 | 3.4251 | 3.5152
DARLINGTON CENTRAL | NORTON | NPgN | NG FES - Community Renewables | Total CHP capacity (MW) | BSP | 0.00085265 | 0.22026 | 0.4734 | 0.56506 | 0.72479 | 0.87343 | 0.97757 | 1.0836 | 1.2052 | 1.3964 | 1.5598 | 1.7048 | 1.8476 | 2.0672 | 2.2043 | 2.3391 | 2.4662 | 2.6654 | 2.7657 | 2.8448 | 2.9475 | 3.0476 | 3.1595 | 3.2646 | 3.3644 | 3.4656 | 3.567 | 3.6691 | 3.7708 | 3.8683 | 3.9674 | 4.0681 | 4.1729 | 4.2809
DARLINGTON NORTH | NORTON | NPgN | NG FES - Community Renewables | Total CHP capacity (MW) | BSP | 2.501 | 2.6999 | 2.9292 | 3.0125 | 3.1584 | 3.2942 | 3.3899 | 3.4873 | 3.5987 | 3.777 | 3.9302 | 4.0667 | 4.2013 | 4.4052 | 4.535 | 4.6627 | 4.7834 | 4.9692 | 5.0657 | 5.1403 | 5.2363 | 5.3298 | 5.4341 | 5.5321 | 5.6236 | 5.7163 | 5.8093 | 5.9028 | 5.996 | 6.0842 | 6.1738 | 6.2647 | 6.3594 | 6.457
DUNSTON | STELLA NORTH | NPgN | NG FES - Community Renewables | Total CHP capacity (MW) | BSP | 0.0014954 | 0.50378 | 1.0838 | 1.2932 | 1.6566 | 1.9945 | 2.2302 | 2.4704 | 2.7461 | 3.1731 | 3.5364 | 3.8573 | 4.1732 | 4.6655 | 4.9678 | 5.2647 | 5.544 | 5.9885 | 6.2063 | 6.3812 | 6.6103 | 6.8332 | 7.0834 | 7.3178 | 7.5443 | 7.7737 | 8.0039 | 8.2355 | 8.4662 | 8.6901 | 8.9176 | 9.1485 | 9.3891 | 9.6369
FLATWORTH | TYNEMOUTH | NPgN | NG FES - Community Renewables | Total CHP capacity (MW) | BSP | 0.00031518 | 0.11732 | 0.25247 | 0.30122 | 0.38574 | 0.46432 | 0.5191 | 0.5749 | 0.63898 | 0.7379 | 0.82196 | 0.89615 | 0.96918 | 1.0833 | 1.1531 | 1.2217 | 1.2861 | 1.3891 | 1.4392 | 1.4796 | 1.5327 | 1.5843 | 1.6422 | 1.6965 | 1.7492 | 1.8025 | 1.856 | 1.9098 | 1.9635 | 2.0157 | 2.0687 | 2.1225 | 2.1786 | 2.2363
GOSFORTH | TYNEMOUTH | NPgN | NG FES - Community Renewables | Total CHP capacity (MW) | BSP | 1.5499 | 1.7957 | 2.0794 | 2.1821 | 2.3609 | 2.5272 | 2.6437 | 2.7624 | 2.8984 | 3.1119 | 3.2943 | 3.456 | 3.6153 | 3.8606 | 4.0135 | 4.1638 | 4.3054 | 4.5278 | 4.6394 | 4.7277 | 4.8423 | 4.954 | 5.079 | 5.1963 | 5.308 | 5.4212 | 5.5348 | 5.649 | 5.7628 | 5.8721 | 5.9832 | 6.096 | 6.2134 | 6.3344
HARROGATE 132/33KV | KNARESBOROUGH | NPgN | NG FES - Community Renewables | Total CHP capacity (MW) | BSP | 0.40074 | 0.61032 | 0.85218 | 0.93967 | 1.0919 | 1.2335 | 1.3326 | 1.4335 | 1.5492 | 1.7303 | 1.8848 | 2.0216 | 2.1564 | 2.3646 | 2.4939 | 2.6209 | 2.7406 | 2.9291 | 3.0232 | 3.0979 | 3.1951 | 3.2897 | 3.3957 | 3.4952 | 3.5902 | 3.6866 | 3.7832 | 3.8803 | 3.9772 | 4.0704 | 4.1652 | 4.2614 | 4.3616 | 4.4648
HUSTHWAITE | KNARESBOROUGH | NPgN | NG FES - Community Renewables | Total CHP capacity (MW) | BSP | 0.0002688 | 0.13342 | 0.28739 | 0.34276 | 0.43836 | 0.52719 | 0.58885 | 0.65168 | 0.72397 | 0.8338 | 0.92667 | 1.0083 | 1.0886 | 1.2157 | 1.2922 | 1.3672 | 1.4375 | 1.5518 | 1.6058 | 1.6502 | 1.709 | 1.7661 | 1.8305 | 1.8908 | 1.9501 | 2.0103 | 2.0707 | 2.1314 | 2.1919 | 2.2515 | 2.312 | 2.3734 | 2.4374 | 2.5033
LEEMING BAR_SKEEBY | NORTON | NPgN | NG FES - Community Renewables | Total CHP capacity (MW) | BSP | 0.26293 | 0.79687 | 1.4145 | 1.6364 | 2.0191 | 2.3746 | 2.621 | 2.8722 | 3.1613 | 3.5985 | 3.9677 | 4.2917 | 4.6104 | 5.1172 | 5.4203 | 5.7176 | 5.9961 | 6.451 | 6.6639 | 6.84 | 7.0739 | 7.3013 | 7.5579 | 7.7976 | 8.035 | 8.2757 | 8.5171 | 8.76 | 9.002 | 9.241 | 9.4838 | 9.7303 | 9.987 | 10.2515
LINTON | BLYTH 132kV | NPgN | NG FES - Community Renewables | Total CHP capacity (MW) | BSP | 0.0007816 | 0.3354 | 0.72219 | 0.86145 | 1.1023 | 1.3261 | 1.4818 | 1.6403 | 1.8226 | 2.1014 | 2.3375 | 2.5454 | 2.75 | 3.0722 | 3.2673 | 3.4588 | 3.6385 | 3.9286 | 4.0673 | 4.1804 | 4.3297 | 4.4749 | 4.6383 | 4.7912 | 4.941 | 5.0927 | 5.2449 | 5.3981 | 5.5507 | 5.7002 | 5.8521 | 6.0063 | 6.1669 | 6.3324
MALTON GRID | OSBALDWICK | NPgN | NG FES - Community Renewables | Total CHP capacity (MW) | BSP | 0.0011821 | 0.46834 | 1.0082 | 1.2027 | 1.5394 | 1.8524 | 2.0702 | 2.292 | 2.547 | 2.9382 | 3.2699 | 3.5623 | 3.8499 | 4.3018 | 4.5764 | 4.846 | 5.0991 | 5.5062 | 5.7021 | 5.8612 | 6.0708 | 6.2747 | 6.504 | 6.7186 | 6.9281 | 7.1403 | 7.3532 | 7.5674 | 7.7808 | 7.9895 | 8.2014 | 8.4166 | 8.6407 | 8.8716
MELROSEGATE | OSBALDWICK | NPgN | NG FES - Community Renewables | Total CHP capacity (MW) | BSP | 3.0019 | 3.5558 | 4.1952 | 4.4263 | 4.8285 | 5.2027 | 5.4643 | 5.7309 | 6.0365 | 6.5142 | 6.9218 | 7.2827 | 7.6381 | 8.1877 | 8.5285 | 8.8634 | 9.1789 | 9.6763 | 9.9242 | 10.1211 | 10.3775 | 10.6272 | 10.907 | 11.1694 | 11.4205 | 11.6749 | 11.9301 | 12.1868 | 12.4425 | 12.6891 | 12.9395 | 13.1938 | 13.4587 | 13.7316
NORTH TEES | NORTON | NPgN | NG FES - Community Renewables | Total CHP capacity (MW) | BSP | 0.0012936 | 0.51314 | 1.1046 | 1.3177 | 1.6868 | 2.0298 | 2.2686 | 2.5119 | 2.7914 | 3.2207 | 3.585 | 3.9061 | 4.222 | 4.7179 | 5.0196 | 5.3157 | 5.5939 | 6.0407 | 6.2562 | 6.431 | 6.6611 | 6.8849 | 7.1366 | 7.3721 | 7.6018 | 7.8345 | 8.0679 | 8.3027 | 8.5367 | 8.7652 | 8.9973 | 9.2331 | 9.4785 | 9.7315
POTTER HOUSE | SPENNYMOOR | NPgN | NG FES - Community Renewables | Total CHP capacity (MW) | BSP | 0.0011892 | 0.34322 | 0.738 | 0.88075 | 1.129 | 1.36 | 1.5216 | 1.6861 | 1.8748 | 2.1695 | 2.421 | 2.6436 | 2.8629 | 3.202 | 3.4122 | 3.6188 | 3.8134 | 4.1203 | 4.2731 | 4.3946 | 4.5528 | 4.7069 | 4.8795 | 5.0414 | 5.1964 | 5.3535 | 5.511 | 5.6695 | 5.8274 | 5.9796 | 6.1343 | 6.2914 | 6.4549 | 6.6234
RAVENSWORTH | STELLA SOUTH | NPgN | NG FES - Community Renewables | Total CHP capacity (MW) | BSP | 0.00037503 | 0.16648 | 0.35848 | 0.42761 | 0.54714 | 0.65823 | 0.73546 | 0.81415 | 0.90462 | 1.0429 | 1.16 | 1.2631 | 1.3646 | 1.5245 | 1.6212 | 1.7162 | 1.8053 | 1.9491 | 2.0179 | 2.074 | 2.1481 | 2.2201 | 2.3012 | 2.377 | 2.4513 | 2.5266 | 2.6022 | 2.6782 | 2.7539 | 2.8281 | 2.9035 | 2.9801 | 3.0598 | 3.1419
SCARBOROUGH GRID | OSBALDWICK | NPgN | NG FES - Community Renewables | Total CHP capacity (MW) | BSP | 2.4018 | 2.9078 | 3.4917 | 3.7029 | 4.0704 | 4.4123 | 4.6514 | 4.895 | 5.1744 | 5.6114 | 5.9842 | 6.3146 | 6.6399 | 7.1424 | 7.4544 | 7.761 | 8.0499 | 8.5049 | 8.732 | 8.9122 | 9.1468 | 9.3752 | 9.6311 | 9.8711 | 10.1006 | 10.3331 | 10.5663 | 10.8009 | 11.0347 | 11.2598 | 11.4886 | 11.7209 | 11.9627 | 12.212
SEAL SANDS | SALTHOLME | NPgN | NG FES - Community Renewables | Total CHP capacity (MW) | BSP | 95.95 | 95.9531 | 95.9567 | 95.958 | 95.9602 | 95.9622 | 95.9637 | 95.9651 | 95.9667 | 95.9692 | 95.9712 | 95.9729 | 95.9746 | 95.9775 | 95.9791 | 95.9807 | 95.9822 | 95.9847 | 95.9858 | 95.9867 | 95.988 | 95.9892 | 95.9907 | 95.992 | 95.9933 | 95.9947 | 95.9961 | 95.9975 | 95.9989 | 96.0003 | 96.0017 | 96.0031 | 96.0046 | 96.0062
SPADEADAM 33KV | SPADEADAM | NPgN | NG FES - Community Renewables | Total CHP capacity (MW) | BSP | 0 | 0.011529 | 0.024892 | 0.029663 | 0.037821 | 0.04539 | 0.05059 | 0.055893 | 0.062019 | 0.070974 | 0.078451 | 0.084946 | 0.091326 | 0.10179 | 0.1078 | 0.11369 | 0.11916 | 0.12847 | 0.13252 | 0.13604 | 0.14082 | 0.14545 | 0.15071 | 0.15561 | 0.16064 | 0.16574 | 0.17086 | 0.17601 | 0.18114 | 0.18633 | 0.1916 | 0.19695 | 0.20252 | 0.20826
SPENNYMOOR 132/66KV | SPENNYMOOR | NPgN | NG FES - Community Renewables | Total CHP capacity (MW) | BSP | 0.002098 | 0.4309 | 0.9251 | 1.1047 | 1.419 | 1.7117 | 1.9177 | 2.1274 | 2.3673 | 2.7508 | 3.0802 | 3.3738 | 3.663 | 4.1019 | 4.3808 | 4.6551 | 4.9144 | 5.314 | 5.5212 | 5.6816 | 5.8879 | 6.0891 | 6.3134 | 6.5243 | 6.7214 | 6.9211 | 7.1213 | 7.3227 | 7.5234 | 7.7135 | 7.9067 | 8.1028 | 8.307 | 8.5174
TORONTO | SPENNYMOOR | NPgN | NG FES - Community Renewables | Total CHP capacity (MW) | BSP | 0.0015499 | 0.3286 | 0.70559 | 0.84249 | 1.0819 | 1.3049 | 1.4616 | 1.6213 | 1.8039 | 2.0951 | 2.345 | 2.5675 | 2.7868 | 3.1202 | 3.3314 | 3.5392 | 3.7355 | 4.0388 | 4.1954 | 4.3169 | 4.4736 | 4.6262 | 4.7966 | 4.9567 | 5.1068 | 5.2588 | 5.4112 | 5.5646 | 5.7174 | 5.8625 | 6.0099 | 6.1595 | 6.3153 | 6.4759
WORMALD GREEN 132/33KV | KNARESBOROUGH | NPgN | NG FES - Community Renewables | Total CHP capacity (MW) | BSP | 0.00077101 | 0.26326 | 0.56646 | 0.67586 | 0.86562 | 1.0421 | 1.1651 | 1.2905 | 1.4344 | 1.6569 | 1.846 | 2.0131 | 2.1775 | 2.4341 | 2.5914 | 2.7458 | 2.891 | 3.1226 | 3.2357 | 3.3267 | 3.446 | 3.5622 | 3.6925 | 3.8147 | 3.9329 | 4.0527 | 4.1729 | 4.2938 | 4.4142 | 4.5313 | 4.6502 | 4.7709 | 4.8967 | 5.0263
ATTERCLIFFE | WEST MELTON / THORPE MARSH | NPgY | NG FES - Community Renewables | Total CHP capacity (MW) | BSP | 0.36634 | 0.51069 | 0.85192 | 0.97453 | 1.186 | 1.3824 | 1.5186 | 1.6574 | 1.8172 | 2.0588 | 2.2629 | 2.442 | 2.6181 | 2.8982 | 3.0658 | 3.2301 | 3.384 | 3.6355 | 3.7532 | 3.8506 | 3.9798 | 4.1055 | 4.2473 | 4.3798 | 4.511 | 4.644 | 4.7774 | 4.9116 | 5.0453 | 5.1774 | 5.3115 | 5.4477 | 5.5895 | 5.7357
BARUGH 132/66KV | WEST MELTON SECTION 3 | NPgY | NG FES - Community Renewables | Total CHP capacity (MW) | BSP | 0.0009377 | 0.22635 | 0.75596 | 0.94709 | 1.2786 | 1.587 | 1.802 | 2.021 | 2.2725 | 2.6616 | 2.9924 | 3.2846 | 3.5723 | 4.0208 | 4.296 | 4.5662 | 4.8203 | 5.2253 | 5.4233 | 5.5825 | 5.7911 | 5.9942 | 6.2221 | 6.4357 | 6.6423 | 6.8517 | 7.0616 | 7.2729 | 7.4833 | 7.6878 | 7.8955 | 8.1065 | 8.3261 | 8.5524
BEESTON ROYDS 132/33KV | KIRKSTALL B | NPgY | NG FES - Community Renewables | Total CHP capacity (MW) | BSP | 0.00076917 | 0.27894 | 0.93576 | 1.172 | 1.5798 | 1.9588 | 2.2218 | 2.4898 | 2.7982 | 3.2667 | 3.6629 | 4.0111 | 4.3536 | 4.8961 | 5.2222 | 5.5422 | 5.8422 | 6.3297 | 6.56 | 6.7493 | 7.0001 | 7.244 | 7.5188 | 7.7757 | 8.029 | 8.2857 | 8.5432 | 8.8023 | 9.0603 | 9.3144 | 9.5725 | 9.8345 | 10.1074 | 10.3886
BEVERLEY 132/33KV | CREYKE BECK | NPgY | NG FES - Community Renewables | Total CHP capacity (MW) | BSP | 1.5207 | 1.8112 | 2.4978 | 2.7445 | 3.1702 | 3.5657 | 3.84 | 4.1195 | 4.4411 | 4.9283 | 5.3398 | 5.7012 | 6.0565 | 6.6211 | 6.9592 | 7.2909 | 7.6016 | 8.1085 | 8.3464 | 8.5429 | 8.8036 | 9.057 | 9.3428 | 9.6099 | 9.8741 | 10.1419 | 10.4105 | 10.6807 | 10.9499 | 11.2156 | 11.4854 | 11.7594 | 12.0448 | 12.3388
BINGLEY 132/33KV | BRADFORD WEST | NPgY | NG FES - Community Renewables | Total CHP capacity (MW) | BSP | 0.00091342 | 0.17553 | 0.5841 | 0.73197 | 0.98947 | 1.2291 | 1.3968 | 1.5677 | 1.7635 | 2.0708 | 2.3332 | 2.5659 | 2.7951 | 3.1482 | 3.3682 | 3.5843 | 3.7881 | 4.1081 | 4.2687 | 4.3956 | 4.5606 | 4.7213 | 4.9012 | 5.0701 | 5.231 | 5.394 | 5.5574 | 5.7219 | 5.8858 | 6.0433 | 6.2033 | 6.3657 | 6.5349 | 6.7093
BLACKBURN MEADOWS B | WEST MELTON / THORPE MARSH | NPgY | NG FES - Community Renewables | Total CHP capacity (MW) | BSP | 0.00017649 | 0.080547 | 0.2707 | 0.33898 | 0.45667 | 0.56598 | 0.64171 | 0.71889 | 0.80775 | 0.94177 | 1.0548 | 1.154 | 1.2515 | 1.407 | 1.4996 | 1.5905 | 1.6756 | 1.815 | 1.8799 | 1.9338 | 2.0055 | 2.0752 | 2.1538 | 2.2273 | 2.3003 | 2.3743 | 2.4485 | 2.5231 | 2.5975 | 2.6711 | 2.7459 | 2.8218 | 2.9009 | 2.9823
BLYTON | KEADBY | NPgY | NG FES - Community Renewables | Total CHP capacity (MW) | BSP | 3.1755 | 3.361 | 3.7989 | 3.9564 | 4.2284 | 4.4812 | 4.6568 | 4.8356 | 5.0414 | 5.3545 | 5.6194 | 5.8522 | 6.0813 | 6.4437 | 6.6619 | 6.8761 | 7.0769 | 7.4027 | 7.557 | 7.6837 | 7.8513 | 8.0143 | 8.1979 | 8.3696 | 8.5386 | 8.7099 | 8.8817 | 9.0546 | 9.2267 | 9.3961 | 9.5681 | 9.7427 | 9.9246 | 10.1121
BRADFORD | BRADFORD WEST | NPgY | NG FES - Community Renewables | Total CHP capacity (MW) | BSP | 0.0012359 | 0.33548 | 1.1221 | 1.4057 | 1.8968 | 2.3533 | 2.6712 | 2.9951 | 3.3672 | 3.9394 | 4.4251 | 4.8533 | 5.2748 | 5.9355 | 6.338 | 6.7332 | 7.1044 | 7.7 | 7.9879 | 8.2211 | 8.5277 | 8.8261 | 9.1615 | 9.4755 | 9.7811 | 10.0909 | 10.4016 | 10.7142 | 11.0256 | 11.3295 | 11.6382 | 11.9517 | 12.2781 | 12.6145
BRAMHAM | FERRYBRIDGE B | NPgY | NG FES - Community Renewables | Total CHP capacity (MW) | BSP | 0.00040692 | 0.21867 | 0.73576 | 0.92128 | 1.2406 | 1.5372 | 1.7424 | 1.9515 | 2.1924 | 2.5541 | 2.8587 | 3.1255 | 3.3878 | 3.8077 | 4.0567 | 4.3008 | 4.5291 | 4.9053 | 5.0787 | 5.2236 | 5.4169 | 5.6048 | 5.8171 | 6.0152 | 6.2131 | 6.4137 | 6.6149 | 6.8173 | 7.019 | 7.2192 | 7.4227 | 7.6292 | 7.8443 | 8.0659
BRANSHOLME | CREYKE BECK | NPgY | NG FES - Community Renewables | Total CHP capacity (MW) | BSP | 0.00032917 | 0.072715 | 0.24241 | 0.30373 | 0.41033 | 0.50948 | 0.57877 | 0.64934 | 0.7303 | 0.85645 | 0.96397 | 1.0591 | 1.1528 | 1.298 | 1.3878 | 1.476 | 1.559 | 1.6903 | 1.7554 | 1.8073 | 1.875 | 1.9409 | 2.0148 | 2.0841 | 2.1506 | 2.218 | 2.2856 | 2.3536 | 2.4213 | 2.4868 | 2.5533 | 2.6208 | 2.6911 | 2.7636
BRIGHOUSE 132/33KV | ELLAND | NPgY | NG FES - Community Renewables | Total CHP capacity (MW) | BSP | 0.00085309 | 0.22296 | 0.74537 | 0.93375 | 1.2602 | 1.5638 | 1.7752 | 1.9907 | 2.2381 | 2.6195 | 2.9434 | 3.2292 | 3.5105 | 3.9506 | 4.2194 | 4.4834 | 4.7314 | 5.1284 | 5.3211 | 5.4767 | 5.6812 | 5.8801 | 6.1036 | 6.3129 | 6.5162 | 6.7222 | 6.9288 | 7.1367 | 7.3438 | 7.5456 | 7.7505 | 7.9586 | 8.1754 | 8.3987
DONCASTER B/THORPE MARSH | WEST MELTON / THORPE MARSH | NPgY | NG FES - Community Renewables | Total CHP capacity (MW) | BSP | 0.0010488 | 0.4039 | 1.3555 | 1.6975 | 2.288 | 2.8366 | 3.2173 | 3.6052 | 4.0515 | 4.7288 | 5.3012 | 5.8041 | 6.2987 | 7.0831 | 7.5539 | 8.0158 | 8.4488 | 9.1534 | 9.4854 | 9.7588 | 10.1213 | 10.4737 | 10.8709 | 11.2423 | 11.6089 | 11.9805 | 12.3532 | 12.7282 | 13.1017 | 13.4698 | 13.8438 | 14.2235 | 14.6188 | 15.0263
DONCASTER CENTRAL | WEST MELTON / THORPE MARSH | NPgY | NG FES - Community Renewables | Total CHP capacity (MW) | BSP | 0.00024935 | 0.097713 | 0.32803 | 0.41081 | 0.55364 | 0.68633 | 0.77837 | 0.87216 | 0.9801 | 1.1436 | 1.2818 | 1.4031 | 1.5225 | 1.712 | 1.8255 | 1.9369 | 2.0413 | 2.2114 | 2.2913 | 2.3573 | 2.4448 | 2.5299 | 2.6258 | 2.7155 | 2.8042 | 2.894 | 2.9842 | 3.0748 | 3.1652 | 3.2543 | 3.3448 | 3.4367 | 3.5324 | 3.6311
DRIFFIELD/BEVERLEY GROUP | CREYKE BECK | NPgY | NG FES - Community Renewables | Total CHP capacity (MW) | BSP | 0.001037 | 0.45938 | 1.5438 | 1.9332 | 2.6044 | 3.2278 | 3.6598 | 4.1 | 4.6069 | 5.3716 | 6.0168 | 6.5827 | 7.1392 | 8.0261 | 8.555 | 9.0738 | 9.5595 | 10.3551 | 10.7257 | 11.0332 | 11.4423 | 11.8399 | 12.2886 | 12.7077 | 13.1241 | 13.546 | 13.9693 | 14.3951 | 14.8193 | 15.239 | 15.6654 | 16.0983 | 16.5491 | 17.0138
FEATHERSTONE | FERRYBRIDGE B | NPgY | NG FES - Community Renewables | Total CHP capacity (MW) | BSP | 0.00069539 | 0.21239 | 0.71134 | 0.891 | 1.2018 | 1.4906 | 1.6914 | 1.896 | 2.1313 | 2.4911 | 2.796 | 3.0644 | 3.3286 | 3.7445 | 3.9965 | 4.2438 | 4.4759 | 4.8503 | 5.0295 | 5.1756 | 5.3684 | 5.5558 | 5.7668 | 5.9642 | 6.1574 | 6.3532 | 6.5497 | 6.7473 | 6.9441 | 7.137 | 7.3329 | 7.5318 | 7.739 | 7.9525
GIRLINGTON | BRADFORD WEST | NPgY | NG FES - Community Renewables | Total CHP capacity (MW) | BSP | 0.38294 | 0.61798 | 1.1707 | 1.37 | 1.7156 | 2.0369 | 2.2608 | 2.489 | 2.751 | 3.1552 | 3.4987 | 3.8019 | 4.1003 | 4.5667 | 4.8519 | 5.132 | 5.3953 | 5.8161 | 6.0208 | 6.1859 | 6.4027 | 6.6136 | 6.8505 | 7.0723 | 7.2876 | 7.5057 | 7.7244 | 7.9445 | 8.1638 | 8.3772 | 8.594 | 8.8142 | 9.0434 | 9.2797
HALIFAX 132/33KV | ELLAND | NPgY | NG FES - Community Renewables | Total CHP capacity (MW) | BSP | 0.00039871 | 0.14122 | 0.47373 | 0.59331 | 0.79979 | 0.99165 | 1.1248 | 1.2605 | 1.4167 | 1.6539 | 1.8545 | 2.0309 | 2.2043 | 2.479 | 2.6442 | 2.8062 | 2.9582 | 3.205 | 3.3217 | 3.4176 | 3.5446 | 3.6681 | 3.8072 | 3.9373 | 4.0656 | 4.1955 | 4.3259 | 4.4571 | 4.5877 | 4.7163 | 4.847 | 4.9796 | 5.1178 | 5.2601
HECKMONDWIKE | SKELTON GRANGE | NPgY | NG FES - Community Renewables | Total CHP capacity (MW) | BSP | 0.00055716 | 0.15579 | 0.52117 | 0.65285 | 0.88091 | 1.0929 | 1.2405 | 1.3909 | 1.5636 | 1.8292 | 2.0545 | 2.2532 | 2.4487 | 2.7553 | 2.942 | 3.1253 | 3.2975 | 3.5738 | 3.7073 | 3.8155 | 3.9578 | 4.0962 | 4.2518 | 4.3975 | 4.5395 | 4.6833 | 4.8276 | 4.9727 | 5.1173 | 5.2585 | 5.4019 | 5.5475 | 5.6991 | 5.8553
HOLMFIELD | BRADFORD WEST | NPgY | NG FES - Community Renewables | Total CHP capacity (MW) | BSP | 0.0012616 | 0.18753 | 0.62088 | 0.77835 | 1.054 | 1.3107 | 1.4914 | 1.6754 | 1.8858 | 2.2223 | 2.5114 | 2.769 | 3.0229 | 3.4079 | 3.6527 | 3.8934 | 4.1211 | 4.4717 | 4.6536 | 4.7944 | 4.9755 | 5.152 | 5.3488 | 5.5339 | 5.7068 | 5.8819 | 6.0575 | 6.2342 | 6.4102 | 6.5769 | 6.7463 | 6.9182 | 7.0973 | 7.2818
HULL EAST 132/33KV | SALTEND NORTH | NPgY | NG FES - Community Renewables | Total CHP capacity (MW) | BSP | 15.0005 | 15.1538 | 15.5144 | 15.6444 | 15.8695 | 16.0787 | 16.2243 | 16.3727 | 16.5432 | 16.8052 | 17.0275 | 17.2234 | 17.4163 | 17.7188 | 17.9029 | 18.0837 | 18.2535 | 18.5262 | 18.6577 | 18.7644 | 18.9048 | 19.0414 | 19.1949 | 19.3387 | 19.4787 | 19.6207 | 19.7631 | 19.9063 | 20.049 | 20.1883 | 20.3299 | 20.4736 | 20.6233 | 20.7775
HULL SOUTH | CREYKE BECK | NPgY | NG FES - Community Renewables | Total CHP capacity (MW) | BSP | 1.201 | 1.507 | 2.2283 | 2.4879 | 2.9371 | 3.3545 | 3.6447 | 3.9404 | 4.2804 | 4.8001 | 5.2405 | 5.6282 | 6.0096 | 6.6106 | 6.9744 | 7.3315 | 7.6666 | 8.2075 | 8.4662 | 8.6771 | 8.9556 | 9.2263 | 9.5311 | 9.8162 | 10.0955 | 10.3785 | 10.6623 | 10.9479 | 11.2324 | 11.5112 | 11.7944 | 12.082 | 12.3815 | 12.6901
HULL WEST | CREYKE BECK | NPgY | NG FES - Community Renewables | Total CHP capacity (MW) | BSP | 3.8604 | 3.9946 | 4.3108 | 4.4246 | 4.6215 | 4.8045 | 4.9317 | 5.0614 | 5.2104 | 5.4384 | 5.6315 | 5.8016 | 5.9689 | 6.2324 | 6.392 | 6.5486 | 6.6956 | 6.9328 | 7.0463 | 7.1388 | 7.2609 | 7.3797 | 7.5133 | 7.6383 | 7.7608 | 7.8848 | 8.0093 | 8.1345 | 8.2592 | 8.3814 | 8.5056 | 8.6317 | 8.7629 | 8.8982
HUMBERSTON | GRIMSBY WEST | NPgY | NG FES - Community Renewables | Total CHP capacity (MW) | BSP | 0.95054 | 1.0399 | 1.2483 | 1.3239 | 1.4559 | 1.5788 | 1.6651 | 1.753 | 1.8536 | 2.0132 | 2.15 | 2.2716 | 2.3914 | 2.5743 | 2.6896 | 2.8029 | 2.91 | 3.0762 | 3.1612 | 3.2276 | 3.3134 | 3.397 | 3.4904 | 3.5781 | 3.6608 | 3.7446 | 3.8285 | 3.913 | 3.9972 | 4.0775 | 4.159 | 4.2417 | 4.3279 | 4.4168
HUNNINGLEY | WEST MELTON SECTION 3 | NPgY | NG FES - Community Renewables | Total CHP capacity (MW) | BSP | 0.00024727 | 0.085116 | 0.2854 | 0.35745 | 0.48193 | 0.5976 | 0.67793 | 0.75978 | 0.85393 | 0.99728 | 1.1186 | 1.2252 | 1.3302 | 1.4961 | 1.596 | 1.6941 | 1.7861 | 1.9353 | 2.006 | 2.0641 | 2.1408 | 2.2154 | 2.2995 | 2.3781 | 2.4555 | 2.5338 | 2.6125 | 2.6915 | 2.7703 | 2.8478 | 2.9265 | 3.0064 | 3.0895 | 3.1753
HUNSHELF | WEST MELTON SECTION 3 | NPgY | NG FES - Community Renewables | Total CHP capacity (MW) | BSP | 0.00040614 | 0.097994 | 0.32727 | 0.41001 | 0.55356 | 0.68704 | 0.78014 | 0.87498 | 0.98386 | 1.1523 | 1.2956 | 1.4221 | 1.5467 | 1.7409 | 1.8601 | 1.9771 | 2.0871 | 2.2625 | 2.3483 | 2.4172 | 2.5076 | 2.5955 | 2.6942 | 2.7867 | 2.8761 | 2.9668 | 3.0577 | 3.1491 | 3.2403 | 3.3288 | 3.4187 | 3.51 | 3.6051 | 3.7031
IMMINGHAM | GRIMSBY WEST | NPgY | NG FES - Community Renewables | Total CHP capacity (MW) | BSP | 33.8751 | 33.9488 | 34.1232 | 34.1858 | 34.2937 | 34.3938 | 34.4631 | 34.5337 | 34.6151 | 34.7375 | 34.8406 | 34.931 | 35.0198 | 35.1618 | 35.2462 | 35.3289 | 35.4064 | 35.5337 | 35.5926 | 35.6416 | 35.7071 | 35.7707 | 35.8425 | 35.9095 | 35.9764 | 36.0441 | 36.112 | 36.1804 | 36.2485 | 36.316 | 36.3846 | 36.4543 | 36.5268 | 36.6016
KIRKHAW LANE | FERRYBRIDGE B | NPgY | NG FES - Community Renewables | Total CHP capacity (MW) | BSP | 49.2774 | 49.3836 | 49.6341 | 49.7242 | 49.8803 | 50.0252 | 50.1261 | 50.2288 | 50.3469 | 50.5276 | 50.6808 | 50.8156 | 50.9483 | 51.1572 | 51.2838 | 51.408 | 51.5246 | 51.7127 | 51.8027 | 51.8761 | 51.9729 | 52.0671 | 52.173 | 52.2722 | 52.3692 | 52.4675 | 52.5661 | 52.6653 | 52.7641 | 52.8609 | 52.9593 | 53.0591 | 53.1631 | 53.2703
KIRKSTALL C 2/5 | KIRKSTALL B | NPgY | NG FES - Community Renewables | Total CHP capacity (MW) | BSP | 15.0002 | 15.1674 | 15.5639 | 15.7061 | 15.9503 | 16.1771 | 16.3338 | 16.4935 | 16.6776 | 16.9523 | 17.1832 | 17.3851 | 17.5836 | 17.903 | 18.0911 | 18.2754 | 18.4476 | 18.7333 | 18.8634 | 18.973 | 19.1198 | 19.2623 | 19.4236 | 19.5741 | 19.7253 | 19.8785 | 20.0323 | 20.187 | 20.3411 | 20.4947 | 20.6508 | 20.8093 | 20.9744 | 21.1445
KIRKSTALL C/RING ROAD HORSFORTH | KIRKSTALL B | NPgY | NG FES - Community Renewables | Total CHP capacity (MW) | BSP | 0.00092291 | 0.25472 | 0.85176 | 1.067 | 1.44 | 1.7867 | 2.0282 | 2.2742 | 2.5568 | 2.9919 | 3.3614 | 3.6872 | 4.0079 | 4.5102 | 4.8166 | 5.1174 | 5.4001 | 5.853 | 6.0724 | 6.2499 | 6.4831 | 6.71 | 6.965 | 7.2038 | 7.436 | 7.6712 | 7.9072 | 8.1446 | 8.3812 | 8.6118 | 8.8461 | 9.084 | 9.3317 | 9.587
LEEDS EAST | SKELTON GRANGE | NPgY | NG FES - Community Renewables | Total CHP capacity (MW) | BSP | 4.6158 | 4.8408 | 5.3708 | 5.5617 | 5.8922 | 6.1994 | 6.4132 | 6.631 | 6.8813 | 7.2652 | 7.5908 | 7.8777 | 8.1601 | 8.6036 | 8.8731 | 9.1376 | 9.386 | 9.7856 | 9.9778 | 10.134 | 10.3397 | 10.5398 | 10.7649 | 10.9756 | 11.1812 | 11.3895 | 11.5985 | 11.8088 | 12.0182 | 12.223 | 12.4311 | 12.6423 | 12.8623 | 13.089
LEEDS NORTH | SKELTON GRANGE | NPgY | NG FES - Community Renewables | Total CHP capacity (MW) | BSP | 2.0007 | 2.2617 | 2.8786 | 3.1003 | 3.4829 | 3.8383 | 4.0848 | 4.3361 | 4.6251 | 5.0632 | 5.4332 | 5.7582 | 6.0777 | 6.5853 | 6.8894 | 7.1877 | 7.4672 | 7.9229 | 8.137 | 8.3137 | 8.5481 | 8.7759 | 9.0329 | 9.273 | 9.5105 | 9.7512 | 9.9926 | 10.2355 | 10.4774 | 10.7161 | 10.9586 | 11.2048 | 11.4611 | 11.7254
LINDLEY | ELLAND | NPgY | NG FES - Community Renewables | Total CHP capacity (MW) | BSP | 3.3263 | 3.569 | 4.1365 | 4.3419 | 4.6999 | 5.033 | 5.2663 | 5.5039 | 5.7762 | 6.2043 | 6.5701 | 6.8945 | 7.2141 | 7.7058 | 8.0126 | 8.3142 | 8.5986 | 9.0443 | 9.2687 | 9.4458 | 9.6757 | 9.8996 | 10.1502 | 10.3854 | 10.6091 | 10.8358 | 11.0631 | 11.2918 | 11.5197 | 11.7384 | 11.9606 | 12.1862 | 12.4212 | 12.6633
LOW ROAD | SKELTON GRANGE | NPgY | NG FES - Community Renewables | Total CHP capacity (MW) | BSP | 0.00038667 | 0.25344 | 0.85376 | 1.0689 | 1.4389 | 1.7823 | 2.0197 | 2.2616 | 2.5405 | 2.9569 | 3.3072 | 3.6135 | 3.9145 | 4.3988 | 4.6842 | 4.9639 | 5.2254 | 5.6585 | 5.8561 | 6.0224 | 6.245 | 6.4612 | 6.7057 | 6.9338 | 7.1629 | 7.395 | 7.6279 | 7.8622 | 8.0956 | 8.3282 | 8.5645 | 8.8044 | 9.0542 | 9.3117
MALLARD WAY | WEST MELTON / THORPE MARSH | NPgY | NG FES - Community Renewables | Total CHP capacity (MW) | BSP | 2.4814 | 2.6048 | 2.8959 | 3.0006 | 3.1816 | 3.3498 | 3.4667 | 3.5857 | 3.7227 | 3.9313 | 4.108 | 4.2633 | 4.4161 | 4.6575 | 4.8032 | 4.9461 | 5.0801 | 5.2972 | 5.4004 | 5.4849 | 5.5966 | 5.7053 | 5.8276 | 5.9421 | 6.0546 | 6.1686 | 6.2829 | 6.3979 | 6.5125 | 6.6251 | 6.7394 | 6.8556 | 6.9765 | 7.1011
MENSTON | BRADFORD WEST | NPgY | NG FES - Community Renewables | Total CHP capacity (MW) | BSP | 4.5606 | 4.7236 | 5.1074 | 5.2457 | 5.4853 | 5.708 | 5.863 | 6.021 | 6.2026 | 6.4817 | 6.7186 | 6.9275 | 7.1331 | 7.4554 | 7.6518 | 7.8446 | 8.0257 | 8.3162 | 8.4567 | 8.5704 | 8.72 | 8.8656 | 9.0292 | 9.1824 | 9.3315 | 9.4826 | 9.6342 | 9.7866 | 9.9385 | 10.0868 | 10.2374 | 10.3903 | 10.5495 | 10.7136
MOSS ROAD | GRIMSBY WEST | NPgY | NG FES - Community Renewables | Total CHP capacity (MW) | BSP | 0.00040696 | 0.13795 | 0.46252 | 0.57929 | 0.78104 | 0.96851 | 1.0987 | 1.2314 | 1.384 | 1.6164 | 1.813 | 1.986 | 2.1561 | 2.4251 | 2.5871 | 2.7462 | 2.8954 | 3.1372 | 3.252 | 3.346 | 3.4705 | 3.5915 | 3.7278 | 3.8552 | 3.9806 | 4.1076 | 4.235 | 4.3632 | 4.4909 | 4.6164 | 4.7439 | 4.8734 | 5.0082 | 5.1472
OSGODBY 1/2 | DRAX | NPgY | NG FES - Community Renewables | Total CHP capacity (MW) | BSP | 0 | 0 | 0 | 0 | 0 | 0 | 0 | 0 | 0 | 0 | 0 | 0 | 0 | 0 | 0 | 0 | 0 | 0 | 0 | 0 | 0 | 0 | 0 | 0 | 0 | 0 | 0 | 0 | 0 | 0 | 0 | 0 | 0 | 0
OSGODBY 3/4 | DRAX | NPgY | NG FES - Community Renewables | Total CHP capacity (MW) | BSP | 8.0753 | 8.2203 | 8.563 | 8.6861 | 8.8984 | 9.0956 | 9.2323 | 9.3715 | 9.5319 | 9.7741 | 9.9785 | 10.1579 | 10.3343 | 10.6152 | 10.7829 | 10.9474 | 11.1014 | 11.3534 | 11.4711 | 11.5686 | 11.6982 | 11.8241 | 11.9663 | 12.099 | 12.2307 | 12.3642 | 12.4981 | 12.6328 | 12.767 | 12.8996 | 13.0344 | 13.1712 | 13.3137 | 13.4605
RODLEY | SKELTON GRANGE | NPgY | NG FES - Community Renewables | Total CHP capacity (MW) | BSP | 0.00097833 | 0.22564 | 0.75301 | 0.94344 | 1.2741 | 1.5816 | 1.7962 | 2.0149 | 2.2658 | 2.6552 | 2.9867 | 3.2797 | 3.5682 | 4.0169 | 4.2931 | 4.5643 | 4.8195 | 5.2249 | 5.4243 | 5.584 | 5.7929 | 5.9963 | 6.2244 | 6.4382 | 6.6444 | 6.8533 | 7.0628 | 7.2736 | 7.4836 | 7.6871 | 7.8939 | 8.1038 | 8.3224 | 8.5477
SAINT ANDREWS ROAD 132/33KV | SKELTON GRANGE | NPgY | NG FES - Community Renewables | Total CHP capacity (MW) | BSP | 19.9509 | 20.1738 | 20.6976 | 20.8866 | 21.2145 | 21.5193 | 21.7319 | 21.9484 | 22.1971 | 22.5815 | 22.9083 | 23.197 | 23.481 | 23.9243 | 24.196 | 24.4629 | 24.7138 | 25.1139 | 25.3093 | 25.4666 | 25.6727 | 25.8733 | 26.0986 | 26.3096 | 26.5138 | 26.7208 | 26.9284 | 27.1373 | 27.3453 | 27.5476 | 27.7531 | 27.9617 | 28.1789 | 28.4028
SALTEND 132/33KV | SALTEND NORTH | NPgY | NG FES - Community Renewables | Total CHP capacity (MW) | BSP | 11.05 | 11.0518 | 11.0562 | 11.0577 | 11.0604 | 11.0628 | 11.0645 | 11.0662 | 11.0682 | 11.0711 | 11.0736 | 11.0757 | 11.0778 | 11.0812 | 11.0832 | 11.0851 | 11.0869 | 11.0899 | 11.0912 | 11.0924 | 11.0939 | 11.0954 | 11.0971 | 11.0987 | 11.1004 | 11.102 | 11.1037 | 11.1054 | 11.107 | 11.1087 | 11.1104 | 11.1122 | 11.114 | 11.1158
SANTON | KEADBY | NPgY | NG FES - Community Renewables | Total CHP capacity (MW) | BSP | 0.32039 | 0.46559 | 0.80853 | 0.93183 | 1.1447 | 1.3425 | 1.4797 | 1.6196 | 1.7805 | 2.0247 | 2.2313 | 2.4127 | 2.5912 | 2.8741 | 3.044 | 3.2107 | 3.367 | 3.6211 | 3.741 | 3.8397 | 3.9704 | 4.0976 | 4.2409 | 4.3748 | 4.507 | 4.6409 | 4.7753 | 4.9105 | 5.0452 | 5.1778 | 5.3126 | 5.4494 | 5.5919 | 5.7387
SCUNTHORPE NORTH | KEADBY | NPgY | NG FES - Community Renewables | Total CHP capacity (MW) | BSP | 0.00019451 | 0.13218 | 0.4453 | 0.55753 | 0.75047 | 0.9296 | 1.0534 | 1.1796 | 1.325 | 1.5422 | 1.7248 | 1.8845 | 2.0415 | 2.294 | 2.4428 | 2.5887 | 2.725 | 2.9509 | 3.0539 | 3.1406 | 3.2566 | 3.3694 | 3.4969 | 3.6158 | 3.7353 | 3.8564 | 3.9778 | 4.1 | 4.2218 | 4.3431 | 4.4663 | 4.5914 | 4.7217 | 4.856
SCUNTHORPE SOUTH | KEADBY | NPgY | NG FES - Community Renewables | Total CHP capacity (MW) | BSP | 0.00026329 | 0.074891 | 0.25045 | 0.31374 | 0.42339 | 0.52532 | 0.59631 | 0.66863 | 0.75172 | 0.87958 | 0.98813 | 1.0839 | 1.1781 | 1.3257 | 1.4157 | 1.5041 | 1.5871 | 1.7202 | 1.7846 | 1.8367 | 1.9053 | 1.972 | 2.0469 | 2.1171 | 2.1853 | 2.2545 | 2.3239 | 2.3936 | 2.4632 | 2.531 | 2.5999 | 2.6698 | 2.7427 | 2.8178
SILSDEN | BRADFORD WEST | NPgY | NG FES - Community Renewables | Total CHP capacity (MW) | BSP | 1.1915 | 1.5399 | 2.3587 | 2.6542 | 3.1668 | 3.6434 | 3.9759 | 4.3145 | 4.7034 | 5.3048 | 5.8164 | 6.2681 | 6.7128 | 7.4063 | 7.8317 | 8.2494 | 8.6423 | 9.2684 | 9.5746 | 9.8207 | 10.1433 | 10.4572 | 10.8096 | 11.1398 | 11.4592 | 11.7829 | 12.1075 | 12.4341 | 12.7595 | 13.0756 | 13.3968 | 13.7228 | 14.0624 | 14.4123
SOWERBY BRIDGE 132/33KV | ELLAND | NPgY | NG FES - Community Renewables | Total CHP capacity (MW) | BSP | 0.0014666 | 0.24464 | 0.81225 | 1.0181 | 1.3773 | 1.7116 | 1.9463 | 2.1852 | 2.4589 | 2.8919 | 3.2628 | 3.5923 | 3.9169 | 4.4136 | 4.7259 | 5.0329 | 5.3226 | 5.7737 | 6.0035 | 6.1835 | 6.4162 | 6.643 | 6.8964 | 7.1345 | 7.3593 | 7.587 | 7.8155 | 8.0452 | 8.2742 | 8.4928 | 8.7149 | 8.9404 | 9.1752 | 9.4172
STAYGATE | SKELTON GRANGE | NPgY | NG FES - Community Renewables | Total CHP capacity (MW) | BSP | 9.5009 | 9.6908 | 10.1358 | 10.2966 | 10.5763 | 10.8365 | 11.0183 | 11.2036 | 11.416 | 11.7475 | 12.03 | 12.2802 | 12.5265 | 12.9079 | 13.1439 | 13.3759 | 13.5943 | 13.9394 | 14.1107 | 14.2471 | 14.425 | 14.5982 | 14.7923 | 14.9743 | 15.1489 | 15.3257 | 15.5031 | 15.6816 | 15.8594 | 16.031 | 16.2054 | 16.3825 | 16.5668 | 16.7569
THORNHILL 132KV | ELLAND | NPgY | NG FES - Community Renewables | Total CHP capacity (MW) | BSP | 55.1011 | 55.4464 | 56.2603 | 56.5533 | 57.0601 | 57.5312 | 57.8587 | 58.1923 | 58.576 | 59.1625 | 59.6596 | 60.0971 | 60.5276 | 61.2058 | 61.6164 | 62.0194 | 62.3976 | 63.0081 | 63.3 | 63.5381 | 63.8523 | 64.1579 | 64.5019 | 64.8236 | 65.1388 | 65.4581 | 65.7784 | 66.1007 | 66.4217 | 66.7363 | 67.0559 | 67.3804 | 67.7184 | 68.0666
WAKEFIELD MONCKTON ROAD | WEST MELTON SECTION 3 | NPgY | NG FES - Community Renewables | Total CHP capacity (MW) | BSP | 0.4154 | 0.61752 | 1.0962 | 1.268 | 1.5638 | 1.8385 | 2.0287 | 2.2224 | 2.4456 | 2.7811 | 3.0639 | 3.3115 | 3.555 | 3.9445 | 4.1757 | 4.4025 | 4.6146 | 4.9636 | 5.1249 | 5.2595 | 5.4389 | 5.6132 | 5.8101 | 5.9939 | 6.1773 | 6.3631 | 6.5495 | 6.7371 | 6.9239 | 7.1092 | 7.2975 | 7.4887 | 7.6878 | 7.893
WAKEFIELD NORTH | SKELTON GRANGE | NPgY | NG FES - Community Renewables | Total CHP capacity (MW) | BSP | 0.00068401 | 0.18087 | 0.60466 | 0.75748 | 1.0223 | 1.2685 | 1.4401 | 1.6149 | 1.8156 | 2.125 | 2.3877 | 2.6196 | 2.8477 | 3.2047 | 3.4228 | 3.6369 | 3.8381 | 4.1601 | 4.3164 | 4.4426 | 4.6085 | 4.7698 | 4.9511 | 5.1209 | 5.2858 | 5.4529 | 5.6206 | 5.7892 | 5.9572 | 6.1209 | 6.2871 | 6.456 | 6.6318 | 6.813
WEST MELTON | WEST MELTON SECTION 3 | NPgY | NG FES - Community Renewables | Total CHP capacity (MW) | BSP | 0.0012552 | 0.30978 | 1.0347 | 1.2963 | 1.7501 | 2.172 | 2.4662 | 2.7659 | 3.1101 | 3.6422 | 4.0946 | 4.4941 | 4.8873 | 5.5009 | 5.877 | 6.2463 | 6.5936 | 7.1475 | 7.418 | 7.6356 | 7.921 | 8.1986 | 8.5104 | 8.8025 | 9.0852 | 9.3717 | 9.659 | 9.9481 | 10.2361 | 10.516 | 10.8003 | 11.089 | 11.3897 | 11.6996
WHINMOOR | FERRYBRIDGE B | NPgY | NG FES - Community Renewables | Total CHP capacity (MW) | BSP | 0.00063028 | 0.16081 | 0.53724 | 0.67305 | 0.90858 | 1.1276 | 1.2803 | 1.4358 | 1.6144 | 1.8904 | 2.1251 | 2.3322 | 2.5361 | 2.8544 | 3.0494 | 3.2409 | 3.4209 | 3.7082 | 3.8483 | 3.9612 | 4.1092 | 4.2532 | 4.4149 | 4.5664 | 4.7131 | 4.8618 | 5.011 | 5.161 | 5.3105 | 5.4558 | 5.6035 | 5.7534 | 5.9095 | 6.0704
WOLD NEWTON | KEADBY | NPgY | NG FES - Community Renewables | Total CHP capacity (MW) | BSP | 0.00049272 | 0.23449 | 0.78846 | 0.98731 | 1.3298 | 1.648 | 1.8683 | 2.0927 | 2.3513 | 2.7404 | 3.0685 | 3.356 | 3.6387 | 4.0904 | 4.3589 | 4.6223 | 4.8687 | 5.2736 | 5.4612 | 5.6174 | 5.8255 | 6.0278 | 6.2561 | 6.4694 | 6.6818 | 6.897 | 7.1129 | 7.3301 | 7.5465 | 7.761 | 7.9789 | 8.2001 | 8.4305 | 8.6679
YARBOROUGH ROAD 132/33KV | GRIMSBY WEST | NPgY | NG FES - Community Renewables | Total CHP capacity (MW) | BSP | 36.3804 | 36.5034 | 36.7928 | 36.8971 | 37.0778 | 37.2458 | 37.3628 | 37.482 | 37.619 | 37.8297 | 38.0086 | 38.1665 | 38.3218 | 38.5651 | 38.7134 | 38.8591 | 38.996 | 39.2153 | 39.3215 | 39.4075 | 39.5204 | 39.6303 | 39.7538 | 39.8695 | 39.982 | 40.096 | 40.2103 | 40.3254 | 40.44 | 40.5517 | 40.6653 | 40.7806 | 40.9006 | 41.0244

## CR_other generation capacity
Bulk Supply Point Name | Grid Supply Point Connected to | Licence area | Scenario name | Output parameter_Unit | Substation Type in Forecasting Model | 2017 | 2018 | 2019 | 2020 | 2021 | 2022 | 2023 | 2024 | 2025 | 2026 | 2027 | 2028 | 2029 | 2030 | 2031 | 2032 | 2033 | 2034 | 2035 | 2036 | 2037 | 2038 | 2039 | 2040 | 2041 | 2042 | 2043 | 2044 | 2045 | 2046 | 2047 | 2048 | 2049 | 2050
ANNFIELD | STELLA SOUTH | NPgN | NG FES - Community Renewables | Total other generation capacity (MW) | BSP | 1 | 1.9661 | 2.2205 | 2.3679 | 2.403 | 2.8293 | 2.8465 | 2.9798 | 3.1064 | 3.2358 | 3.3913 | 3.4733 | 3.6574 | 3.8265 | 4.0036 | 4.171 | 4.2176 | 4.3957 | 4.4837 | 4.653 | 4.8161 | 4.9581 | 5.0654 | 5.1418 | 5.2214 | 5.3052 | 5.3824 | 5.4639 | 5.5475 | 5.6267 | 5.7089 | 5.7904 | 5.8748 | 5.9636
BARRACK ROAD | STELLA NORTH | NPgN | NG FES - Community Renewables | Total other generation capacity (MW) | BSP | 4.575 | 5.8554 | 6.1927 | 6.388 | 6.4346 | 6.9995 | 7.0224 | 7.199 | 7.3668 | 7.5383 | 7.7445 | 7.8531 | 8.097 | 8.3212 | 8.556 | 8.7778 | 8.8396 | 9.0756 | 9.1922 | 9.4166 | 9.6328 | 9.821 | 9.9633 | 10.0645 | 10.1701 | 10.2811 | 10.3833 | 10.4914 | 10.6022 | 10.7072 | 10.8161 | 10.9241 | 11.036 | 11.1536
BLUCHER | STELLA NORTH | NPgN | NG FES - Community Renewables | Total other generation capacity (MW) | BSP | 0 | 0.59366 | 0.75004 | 0.8406 | 0.86217 | 1.1241 | 1.1347 | 1.2166 | 1.2944 | 1.3739 | 1.4695 | 1.5199 | 1.633 | 1.7369 | 1.8458 | 1.9486 | 1.9772 | 2.0867 | 2.1407 | 2.2448 | 2.345 | 2.4323 | 2.4982 | 2.5452 | 2.5941 | 2.6456 | 2.693 | 2.7431 | 2.7945 | 2.8432 | 2.8936 | 2.9437 | 2.9956 | 3.0501
BOWESFIELD | NORTON | NPgN | NG FES - Community Renewables | Total other generation capacity (MW) | BSP | 0 | 1.2637 | 1.5966 | 1.7894 | 1.8353 | 2.3929 | 2.4155 | 2.5898 | 2.7554 | 2.9247 | 3.1282 | 3.2354 | 3.4762 | 3.6974 | 3.9291 | 4.148 | 4.209 | 4.4419 | 4.5571 | 4.7785 | 4.9918 | 5.1776 | 5.3181 | 5.418 | 5.5221 | 5.6317 | 5.7327 | 5.8393 | 5.9487 | 6.0523 | 6.1597 | 6.2664 | 6.3768 | 6.4929
CHIRTON GRANGE | TYNEMOUTH | NPgN | NG FES - Community Renewables | Total other generation capacity (MW) | BSP | 1.188 | 2.1818 | 2.4435 | 2.5951 | 2.6313 | 3.0697 | 3.0875 | 3.2246 | 3.3548 | 3.4879 | 3.6479 | 3.7323 | 3.9216 | 4.0956 | 4.2778 | 4.4499 | 4.4979 | 4.681 | 4.7716 | 4.9457 | 5.1135 | 5.2595 | 5.37 | 5.4485 | 5.5305 | 5.6167 | 5.696 | 5.7799 | 5.8659 | 5.9474 | 6.0319 | 6.1157 | 6.2026 | 6.2939
COALBURNS | STELLA SOUTH | NPgN | NG FES - Community Renewables | Total other generation capacity (MW) | BSP | 2.5 | 3.1594 | 3.3331 | 3.4337 | 3.4576 | 3.7486 | 3.7604 | 3.8513 | 3.9377 | 4.0261 | 4.1322 | 4.1882 | 4.3138 | 4.4293 | 4.5502 | 4.6644 | 4.6962 | 4.8177 | 4.8778 | 4.9934 | 5.1047 | 5.2016 | 5.2749 | 5.327 | 5.3814 | 5.4386 | 5.4912 | 5.5469 | 5.6039 | 5.658 | 5.7141 | 5.7697 | 5.8273 | 5.8879
DARLINGTON CENTRAL | NORTON | NPgN | NG FES - Community Renewables | Total other generation capacity (MW) | BSP | 0 | 0.79021 | 0.99836 | 1.1189 | 1.1476 | 1.4963 | 1.5104 | 1.6194 | 1.7229 | 1.8288 | 1.956 | 2.0231 | 2.1736 | 2.312 | 2.4569 | 2.5938 | 2.6319 | 2.7775 | 2.8495 | 2.988 | 3.1214 | 3.2375 | 3.3254 | 3.3878 | 3.453 | 3.5215 | 3.5846 | 3.6513 | 3.7197 | 3.7845 | 3.8517 | 3.9183 | 3.9874 | 4.06
DARLINGTON NORTH | NORTON | NPgN | NG FES - Community Renewables | Total other generation capacity (MW) | BSP | 12.179 | 13.8431 | 14.0312 | 14.1402 | 14.1661 | 14.4812 | 14.494 | 14.5925 | 14.686 | 14.7817 | 14.8967 | 14.9573 | 15.0933 | 15.2184 | 15.3493 | 15.473 | 15.5075 | 15.6391 | 15.7042 | 15.8293 | 15.9498 | 16.0548 | 16.1342 | 16.1906 | 16.2495 | 16.3115 | 16.3685 | 16.4287 | 16.4906 | 16.5491 | 16.6098 | 16.6701 | 16.7325 | 16.7981
DUNSTON | STELLA NORTH | NPgN | NG FES - Community Renewables | Total other generation capacity (MW) | BSP | 10.175 | 11.989 | 12.4669 | 12.7436 | 12.8095 | 13.6099 | 13.6423 | 13.8925 | 14.1302 | 14.3732 | 14.6653 | 14.8193 | 15.1648 | 15.4824 | 15.815 | 16.1293 | 16.2168 | 16.5511 | 16.7164 | 17.0343 | 17.3405 | 17.6071 | 17.8087 | 17.9521 | 18.1017 | 18.259 | 18.4039 | 18.557 | 18.714 | 18.8627 | 19.0169 | 19.17 | 19.3285 | 19.4952
FLATWORTH | TYNEMOUTH | NPgN | NG FES - Community Renewables | Total other generation capacity (MW) | BSP | 28.576 | 28.9988 | 29.1102 | 29.1747 | 29.19 | 29.3766 | 29.3841 | 29.4425 | 29.4979 | 29.5545 | 29.6226 | 29.6585 | 29.739 | 29.813 | 29.8906 | 29.9638 | 29.9842 | 30.0621 | 30.1006 | 30.1747 | 30.2461 | 30.3082 | 30.3552 | 30.3887 | 30.4235 | 30.4602 | 30.4939 | 30.5296 | 30.5662 | 30.6009 | 30.6368 | 30.6725 | 30.7095 | 30.7483
GOSFORTH | TYNEMOUTH | NPgN | NG FES - Community Renewables | Total other generation capacity (MW) | BSP | 6.555 | 7.4407 | 7.6739 | 7.809 | 7.8412 | 8.232 | 8.2478 | 8.37 | 8.486 | 8.6047 | 8.7473 | 8.8224 | 8.9912 | 9.1462 | 9.3086 | 9.462 | 9.5047 | 9.668 | 9.7487 | 9.9039 | 10.0534 | 10.1836 | 10.282 | 10.352 | 10.425 | 10.5018 | 10.5725 | 10.6473 | 10.724 | 10.7966 | 10.8719 | 10.9466 | 11.024 | 11.1054
HARROGATE 132/33KV | KNARESBOROUGH | NPgN | NG FES - Community Renewables | Total other generation capacity (MW) | BSP | 0 | 0.75551 | 0.95452 | 1.0698 | 1.0972 | 1.4306 | 1.4441 | 1.5483 | 1.6473 | 1.7485 | 1.8701 | 1.9343 | 2.0782 | 2.2104 | 2.349 | 2.4798 | 2.5163 | 2.6555 | 2.7244 | 2.8568 | 2.9843 | 3.0954 | 3.1793 | 3.239 | 3.3013 | 3.3669 | 3.4272 | 3.4909 | 3.5563 | 3.6183 | 3.6825 | 3.7463 | 3.8123 | 3.8817
HUSTHWAITE | KNARESBOROUGH | NPgN | NG FES - Community Renewables | Total other generation capacity (MW) | BSP | 2.475 | 2.9575 | 3.0846 | 3.1583 | 3.1758 | 3.3887 | 3.3973 | 3.4639 | 3.5271 | 3.5917 | 3.6694 | 3.7104 | 3.8023 | 3.8868 | 3.9753 | 4.0589 | 4.0821 | 4.1711 | 4.215 | 4.2996 | 4.381 | 4.452 | 4.5056 | 4.5438 | 4.5835 | 4.6254 | 4.6639 | 4.7046 | 4.7464 | 4.786 | 4.827 | 4.8677 | 4.9099 | 4.9542
LEEMING BAR_SKEEBY | NORTON | NPgN | NG FES - Community Renewables | Total other generation capacity (MW) | BSP | 1.425 | 3.3615 | 3.8716 | 4.167 | 4.2374 | 5.0918 | 5.1263 | 5.3935 | 5.6472 | 5.9067 | 6.2184 | 6.3828 | 6.7517 | 7.0907 | 7.4458 | 7.7812 | 7.8747 | 8.2316 | 8.408 | 8.7474 | 9.0742 | 9.3589 | 9.5741 | 9.7272 | 9.8868 | 10.0548 | 10.2094 | 10.3729 | 10.5405 | 10.6992 | 10.8639 | 11.0273 | 11.1965 | 11.3744
LINTON | BLYTH 132kV | NPgN | NG FES - Community Renewables | Total other generation capacity (MW) | BSP | 0 | 1.2113 | 1.5304 | 1.7152 | 1.7592 | 2.2937 | 2.3153 | 2.4825 | 2.6411 | 2.8035 | 2.9985 | 3.1013 | 3.332 | 3.5441 | 3.7662 | 3.9761 | 4.0345 | 4.2578 | 4.3681 | 4.5804 | 4.7849 | 4.963 | 5.0976 | 5.1933 | 5.2932 | 5.3983 | 5.495 | 5.5972 | 5.7021 | 5.8014 | 5.9044 | 6.0066 | 6.1124 | 6.2237
MALTON GRID | OSBALDWICK | NPgN | NG FES - Community Renewables | Total other generation capacity (MW) | BSP | 0.861 | 2.5512 | 2.9964 | 3.2543 | 3.3157 | 4.0615 | 4.0916 | 4.3248 | 4.5462 | 4.7727 | 5.0448 | 5.1883 | 5.5102 | 5.8062 | 6.1161 | 6.4089 | 6.4904 | 6.8019 | 6.9559 | 7.2521 | 7.5374 | 7.7859 | 7.9737 | 8.1074 | 8.2467 | 8.3933 | 8.5282 | 8.6709 | 8.8172 | 8.9558 | 9.0995 | 9.2421 | 9.3898 | 9.5451
MELROSEGATE | OSBALDWICK | NPgN | NG FES - Community Renewables | Total other generation capacity (MW) | BSP | 8.55 | 10.5472 | 11.0733 | 11.378 | 11.4506 | 12.3318 | 12.3674 | 12.643 | 12.9046 | 13.1722 | 13.4938 | 13.6633 | 14.0437 | 14.3934 | 14.7596 | 15.1056 | 15.2019 | 15.57 | 15.752 | 16.102 | 16.4391 | 16.7327 | 16.9547 | 17.1126 | 17.2772 | 17.4505 | 17.6099 | 17.7785 | 17.9514 | 18.1151 | 18.2849 | 18.4534 | 18.6279 | 18.8115
NORTH TEES | NORTON | NPgN | NG FES - Community Renewables | Total other generation capacity (MW) | BSP | 70.543 | 72.3944 | 72.8821 | 73.1645 | 73.2318 | 74.0487 | 74.0817 | 74.3371 | 74.5797 | 74.8277 | 75.1258 | 75.2829 | 75.6356 | 75.9598 | 76.2992 | 76.6199 | 76.7092 | 77.0505 | 77.2191 | 77.5436 | 77.8561 | 78.1282 | 78.334 | 78.4804 | 78.633 | 78.7936 | 78.9414 | 79.0977 | 79.2579 | 79.4097 | 79.5671 | 79.7233 | 79.8851 | 80.0552
POTTER HOUSE | SPENNYMOOR | NPgN | NG FES - Community Renewables | Total other generation capacity (MW) | BSP | 0 | 1.2334 | 1.5583 | 1.7464 | 1.7912 | 2.3354 | 2.3574 | 2.5276 | 2.6892 | 2.8544 | 3.053 | 3.1577 | 3.3926 | 3.6086 | 3.8347 | 4.0484 | 4.1079 | 4.3352 | 4.4476 | 4.6637 | 4.8719 | 5.0532 | 5.1903 | 5.2878 | 5.3894 | 5.4964 | 5.5949 | 5.699 | 5.8058 | 5.9069 | 6.0117 | 6.1158 | 6.2236 | 6.3369
RAVENSWORTH | STELLA SOUTH | NPgN | NG FES - Community Renewables | Total other generation capacity (MW) | BSP | 3.99 | 4.5913 | 4.7497 | 4.8415 | 4.8633 | 5.1287 | 5.1394 | 5.2223 | 5.3011 | 5.3817 | 5.4785 | 5.5295 | 5.6441 | 5.7494 | 5.8596 | 5.9638 | 5.9928 | 6.1036 | 6.1584 | 6.2638 | 6.3653 | 6.4537 | 6.5205 | 6.5681 | 6.6176 | 6.6698 | 6.7178 | 6.7686 | 6.8206 | 6.8699 | 6.921 | 6.9718 | 7.0243 | 7.0796
SCARBOROUGH GRID | OSBALDWICK | NPgN | NG FES - Community Renewables | Total other generation capacity (MW) | BSP | 1.5 | 3.324 | 3.8045 | 4.0828 | 4.149 | 4.9539 | 4.9864 | 5.238 | 5.477 | 5.7214 | 6.0151 | 6.1699 | 6.5173 | 6.8367 | 7.1711 | 7.4871 | 7.5751 | 7.9113 | 8.0775 | 8.3971 | 8.705 | 8.9731 | 9.1759 | 9.32 | 9.4704 | 9.6286 | 9.7743 | 9.9282 | 10.0861 | 10.2356 | 10.3907 | 10.5446 | 10.704 | 10.8716
SEAL SANDS | SALTHOLME | NPgN | NG FES - Community Renewables | Total other generation capacity (MW) | BSP | 48.905 | 48.9163 | 48.9193 | 48.9211 | 48.9215 | 48.9265 | 48.9267 | 48.9283 | 48.9297 | 48.9313 | 48.9331 | 48.934 | 48.9362 | 48.9382 | 48.9403 | 48.9422 | 48.9428 | 48.9449 | 48.9459 | 48.9479 | 48.9498 | 48.9515 | 48.9527 | 48.9536 | 48.9546 | 48.9556 | 48.9565 | 48.9574 | 48.9584 | 48.9593 | 48.9603 | 48.9613 | 48.9623 | 48.9633
SPADEADAM 33KV | SPADEADAM | NPgN | NG FES - Community Renewables | Total other generation capacity (MW) | BSP | 0 | 0.042047 | 0.053122 | 0.059537 | 0.061064 | 0.079617 | 0.080367 | 0.086168 | 0.091676 | 0.09731 | 0.10408 | 0.10765 | 0.11566 | 0.12302 | 0.13073 | 0.13801 | 0.14004 | 0.14779 | 0.15162 | 0.15899 | 0.16609 | 0.17227 | 0.17694 | 0.18026 | 0.18373 | 0.18738 | 0.19074 | 0.19428 | 0.19792 | 0.20137 | 0.20495 | 0.20849 | 0.21217 | 0.21603
SPENNYMOOR 132/66KV | SPENNYMOOR | NPgN | NG FES - Community Renewables | Total other generation capacity (MW) | BSP | 23.008 | 24.5477 | 24.9533 | 25.1882 | 25.2441 | 25.9235 | 25.951 | 26.1634 | 26.3651 | 26.5714 | 26.8193 | 26.95 | 27.2433 | 27.5129 | 27.7952 | 28.0619 | 28.1362 | 28.4199 | 28.5602 | 28.83 | 29.09 | 29.3163 | 29.4874 | 29.6091 | 29.7361 | 29.8696 | 29.9925 | 30.1225 | 30.2558 | 30.382 | 30.5129 | 30.6428 | 30.7774 | 30.9188
TORONTO | SPENNYMOOR | NPgN | NG FES - Community Renewables | Total other generation capacity (MW) | BSP | 4.076 | 5.251 | 5.5605 | 5.7397 | 5.7824 | 6.3009 | 6.3218 | 6.4839 | 6.6378 | 6.7953 | 6.9844 | 7.0842 | 7.308 | 7.5137 | 7.7291 | 7.9327 | 7.9894 | 8.2059 | 8.313 | 8.5189 | 8.7172 | 8.8899 | 9.0205 | 9.1134 | 9.2103 | 9.3122 | 9.406 | 9.5052 | 9.6069 | 9.7032 | 9.8031 | 9.9022 | 10.0049 | 10.1129
WORMALD GREEN 132/33KV | KNARESBOROUGH | NPgN | NG FES - Community Renewables | Total other generation capacity (MW) | BSP | 32.525 | 33.4734 | 33.7232 | 33.8679 | 33.9023 | 34.3208 | 34.3377 | 34.4686 | 34.5928 | 34.7199 | 34.8726 | 34.9531 | 35.1337 | 35.2998 | 35.4737 | 35.6379 | 35.6837 | 35.8585 | 35.9449 | 36.1111 | 36.2712 | 36.4106 | 36.516 | 36.591 | 36.6692 | 36.7514 | 36.8271 | 36.9072 | 36.9893 | 37.067 | 37.1476 | 37.2277 | 37.3105 | 37.3977
ATTERCLIFFE | WEST MELTON / THORPE MARSH | NPgY | NG FES - Community Renewables | Total other generation capacity (MW) | BSP | 20.405 | 21.3433 | 21.5772 | 21.714 | 21.7472 | 22.1411 | 22.1562 | 22.2815 | 22.3966 | 22.5167 | 22.6642 | 22.7472 | 22.9176 | 23.0858 | 23.2686 | 23.4314 | 23.4854 | 23.6614 | 23.7586 | 23.9153 | 24.0562 | 24.184 | 24.284 | 24.3444 | 24.4085 | 24.4771 | 24.541 | 24.6107 | 24.6843 | 24.7528 | 24.8249 | 24.8971 | 24.9725 | 25.0525
BARUGH 132/66KV | WEST MELTON SECTION 3 | NPgY | NG FES - Community Renewables | Total other generation capacity (MW) | BSP | 9.88 | 11.3327 | 11.6949 | 11.9066 | 11.9581 | 12.5679 | 12.5913 | 12.7853 | 12.9635 | 13.1494 | 13.3778 | 13.5063 | 13.7701 | 14.0305 | 14.3136 | 14.5655 | 14.6491 | 14.9217 | 15.0721 | 15.3148 | 15.533 | 15.7308 | 15.8856 | 15.9791 | 16.0783 | 16.1846 | 16.2835 | 16.3914 | 16.5053 | 16.6115 | 16.723 | 16.8348 | 16.9516 | 17.0755
BEESTON ROYDS 132/33KV | KIRKSTALL B | NPgY | NG FES - Community Renewables | Total other generation capacity (MW) | BSP | 4.955 | 6.7603 | 7.2103 | 7.4734 | 7.5374 | 8.2951 | 8.3243 | 8.5653 | 8.7867 | 9.0178 | 9.3016 | 9.4612 | 9.7891 | 10.1127 | 10.4645 | 10.7776 | 10.8814 | 11.2201 | 11.4071 | 11.7086 | 11.9797 | 12.2256 | 12.418 | 12.5341 | 12.6574 | 12.7895 | 12.9123 | 13.0465 | 13.1881 | 13.3199 | 13.4586 | 13.5975 | 13.7427 | 13.8966
BEVERLEY 132/33KV | CREYKE BECK | NPgY | NG FES - Community Renewables | Total other generation capacity (MW) | BSP | 9.833 | 11.7206 | 12.1912 | 12.4663 | 12.5332 | 13.3256 | 13.356 | 13.6081 | 13.8396 | 14.0812 | 14.378 | 14.5449 | 14.8877 | 15.2261 | 15.5939 | 15.9213 | 16.0299 | 16.384 | 16.5795 | 16.8948 | 17.1783 | 17.4353 | 17.6366 | 17.758 | 17.8869 | 18.025 | 18.1535 | 18.2937 | 18.4418 | 18.5797 | 18.7246 | 18.8699 | 19.0217 | 19.1826
BINGLEY 132/33KV | BRADFORD WEST | NPgY | NG FES - Community Renewables | Total other generation capacity (MW) | BSP | 0.475 | 1.5939 | 1.8728 | 2.0359 | 2.0755 | 2.5452 | 2.5633 | 2.7127 | 2.8499 | 2.9931 | 3.169 | 3.2679 | 3.4712 | 3.6717 | 3.8897 | 4.0838 | 4.1482 | 4.3581 | 4.474 | 4.6609 | 4.8289 | 4.9812 | 5.1005 | 5.1725 | 5.2489 | 5.3308 | 5.4069 | 5.49 | 5.5778 | 5.6595 | 5.7454 | 5.8316 | 5.9215 | 6.0169
BLACKBURN MEADOWS B | WEST MELTON / THORPE MARSH | NPgY | NG FES - Community Renewables | Total other generation capacity (MW) | BSP | 35.3 | 35.823 | 35.9534 | 36.0296 | 36.0482 | 36.2677 | 36.2762 | 36.346 | 36.4102 | 36.4771 | 36.5593 | 36.6056 | 36.7006 | 36.7944 | 36.8963 | 36.987 | 37.0171 | 37.1152 | 37.1694 | 37.2567 | 37.3353 | 37.4065 | 37.4623 | 37.4959 | 37.5316 | 37.5699 | 37.6055 | 37.6444 | 37.6854 | 37.7236 | 37.7638 | 37.804 | 37.8461 | 37.8907
BLYTON | KEADBY | NPgY | NG FES - Community Renewables | Total other generation capacity (MW) | BSP | 8.915 | 10.1182 | 10.4181 | 10.5935 | 10.6361 | 11.1412 | 11.1606 | 11.3213 | 11.4688 | 11.6228 | 11.812 | 11.9184 | 12.1369 | 12.3526 | 12.587 | 12.7957 | 12.8649 | 13.0906 | 13.2152 | 13.4162 | 13.5969 | 13.7607 | 13.889 | 13.9664 | 14.0486 | 14.1366 | 14.2185 | 14.3079 | 14.4023 | 14.4901 | 14.5825 | 14.6751 | 14.7719 | 14.8745
BRADFORD | BRADFORD WEST | NPgY | NG FES - Community Renewables | Total other generation capacity (MW) | BSP | 0 | 2.1592 | 2.6975 | 3.0121 | 3.0887 | 3.9951 | 4.0299 | 4.3182 | 4.583 | 4.8594 | 5.1988 | 5.3898 | 5.782 | 6.169 | 6.5897 | 6.9642 | 7.0884 | 7.4935 | 7.7172 | 8.0778 | 8.4021 | 8.6961 | 8.9263 | 9.0652 | 9.2127 | 9.3706 | 9.5176 | 9.678 | 9.8474 | 10.0051 | 10.1709 | 10.3371 | 10.5107 | 10.6948
BRAMHAM | FERRYBRIDGE B | NPgY | NG FES - Community Renewables | Total other generation capacity (MW) | BSP | 6.825 | 8.248 | 8.6028 | 8.8102 | 8.8606 | 9.4579 | 9.4809 | 9.6709 | 9.8454 | 10.0276 | 10.2513 | 10.3772 | 10.6356 | 10.8907 | 11.168 | 11.4148 | 11.4966 | 11.7636 | 11.911 | 12.1487 | 12.3624 | 12.5562 | 12.7079 | 12.7994 | 12.8966 | 13.0007 | 13.0976 | 13.2033 | 13.3149 | 13.4188 | 13.5281 | 13.6376 | 13.7521 | 13.8734
BRANSHOLME | CREYKE BECK | NPgY | NG FES - Community Renewables | Total other generation capacity (MW) | BSP | 23.75 | 24.2151 | 24.331 | 24.3988 | 24.4153 | 24.6105 | 24.618 | 24.6801 | 24.7372 | 24.7967 | 24.8698 | 24.9109 | 24.9954 | 25.0788 | 25.1694 | 25.2501 | 25.2768 | 25.3641 | 25.4122 | 25.4899 | 25.5598 | 25.6231 | 25.6727 | 25.7026 | 25.7344 | 25.7684 | 25.8 | 25.8346 | 25.8711 | 25.905 | 25.9408 | 25.9765 | 26.0139 | 26.0536
BRIGHOUSE 132/33KV | ELLAND | NPgY | NG FES - Community Renewables | Total other generation capacity (MW) | BSP | 1.52 | 2.9536 | 3.3109 | 3.5199 | 3.5707 | 4.1724 | 4.1956 | 4.387 | 4.5628 | 4.7463 | 4.9717 | 5.0985 | 5.3588 | 5.6158 | 5.8951 | 6.1438 | 6.2262 | 6.4952 | 6.6437 | 6.8831 | 7.0984 | 7.2936 | 7.4464 | 7.5387 | 7.6366 | 7.7414 | 7.839 | 7.9455 | 8.058 | 8.1627 | 8.2728 | 8.3831 | 8.4984 | 8.6206
DONCASTER B/THORPE MARSH | WEST MELTON / THORPE MARSH | NPgY | NG FES - Community Renewables | Total other generation capacity (MW) | BSP | 44.906 | 49.5167 | 50.1687 | 50.5499 | 50.6427 | 51.7406 | 51.7828 | 52.1321 | 52.4529 | 52.7877 | 53.1989 | 53.4302 | 53.9053 | 54.3741 | 54.8838 | 55.3375 | 55.4879 | 55.9787 | 56.2496 | 56.6865 | 57.0793 | 57.4355 | 57.7143 | 57.8826 | 58.0612 | 58.2526 | 58.4306 | 58.625 | 58.8301 | 59.0212 | 59.222 | 59.4233 | 59.6337 | 59.8567
DONCASTER CENTRAL | WEST MELTON / THORPE MARSH | NPgY | NG FES - Community Renewables | Total other generation capacity (MW) | BSP | 0 | 0.63321 | 0.79105 | 0.88333 | 0.90578 | 1.1716 | 1.1818 | 1.2664 | 1.344 | 1.4251 | 1.5246 | 1.5806 | 1.6956 | 1.8091 | 1.9325 | 2.0423 | 2.0787 | 2.1975 | 2.2631 | 2.3689 | 2.464 | 2.5502 | 2.6177 | 2.6584 | 2.7017 | 2.748 | 2.7911 | 2.8381 | 2.8878 | 2.9341 | 2.9827 | 3.0314 | 3.0823 | 3.1363
DRIFFIELD/BEVERLEY GROUP | CREYKE BECK | NPgY | NG FES - Community Renewables | Total other generation capacity (MW) | BSP | 29.996 | 32.9786 | 33.7221 | 34.1567 | 34.2625 | 35.5145 | 35.5626 | 35.9609 | 36.3266 | 36.7084 | 37.1773 | 37.4411 | 37.9828 | 38.5174 | 39.0985 | 39.6158 | 39.7874 | 40.347 | 40.6559 | 41.1541 | 41.602 | 42.0081 | 42.3261 | 42.518 | 42.7216 | 42.9398 | 43.1428 | 43.3644 | 43.5984 | 43.8162 | 44.0453 | 44.2748 | 44.5147 | 44.7689
FEATHERSTONE | FERRYBRIDGE B | NPgY | NG FES - Community Renewables | Total other generation capacity (MW) | BSP | 32.486 | 33.8564 | 34.1979 | 34.3977 | 34.4462 | 35.0215 | 35.0436 | 35.2266 | 35.3946 | 35.57 | 35.7854 | 35.9066 | 36.1555 | 36.4012 | 36.6682 | 36.9058 | 36.9847 | 37.2418 | 37.3837 | 37.6126 | 37.8184 | 38.005 | 38.1511 | 38.2392 | 38.3328 | 38.4331 | 38.5263 | 38.6281 | 38.7356 | 38.8357 | 38.9409 | 39.0464 | 39.1566 | 39.2734
GIRLINGTON | BRADFORD WEST | NPgY | NG FES - Community Renewables | Total other generation capacity (MW) | BSP | 11.744 | 13.2604 | 13.6384 | 13.8594 | 13.9132 | 14.5498 | 14.5742 | 14.7767 | 14.9627 | 15.1568 | 15.3952 | 15.5293 | 15.8047 | 16.0765 | 16.372 | 16.635 | 16.7223 | 17.0068 | 17.1638 | 17.4171 | 17.6449 | 17.8513 | 18.013 | 18.1106 | 18.2141 | 18.325 | 18.4283 | 18.5409 | 18.6599 | 18.7706 | 18.8871 | 19.0038 | 19.1257 | 19.255
HALIFAX 132/33KV | ELLAND | NPgY | NG FES - Community Renewables | Total other generation capacity (MW) | BSP | 0 | 0.91389 | 1.1417 | 1.2749 | 1.3073 | 1.6909 | 1.7056 | 1.8277 | 1.9397 | 2.0567 | 2.2004 | 2.2812 | 2.4472 | 2.611 | 2.7891 | 2.9476 | 3.0002 | 3.1716 | 3.2663 | 3.4189 | 3.5562 | 3.6806 | 3.778 | 3.8368 | 3.8992 | 3.9661 | 4.0283 | 4.0962 | 4.1679 | 4.2346 | 4.3048 | 4.3751 | 4.4486 | 4.5265
HECKMONDWIKE | SKELTON GRANGE | NPgY | NG FES - Community Renewables | Total other generation capacity (MW) | BSP | 1.303 | 2.306 | 2.556 | 2.7022 | 2.7377 | 3.1587 | 3.1749 | 3.3089 | 3.4318 | 3.5602 | 3.7179 | 3.8066 | 3.9888 | 4.1685 | 4.364 | 4.5379 | 4.5956 | 4.7838 | 4.8877 | 5.0552 | 5.2058 | 5.3424 | 5.4493 | 5.5139 | 5.5823 | 5.6557 | 5.724 | 5.7985 | 5.8772 | 5.9504 | 6.0274 | 6.1046 | 6.1853 | 6.2708
HOLMFIELD | BRADFORD WEST | NPgY | NG FES - Community Renewables | Total other generation capacity (MW) | BSP | 0 | 1.184 | 1.4792 | 1.6517 | 1.6937 | 2.1907 | 2.2098 | 2.3679 | 2.5131 | 2.6647 | 2.8508 | 2.9555 | 3.1706 | 3.3828 | 3.6135 | 3.8189 | 3.887 | 4.1091 | 4.2318 | 4.4296 | 4.6074 | 4.7686 | 4.8948 | 4.971 | 5.0518 | 5.1385 | 5.219 | 5.307 | 5.3999 | 5.4864 | 5.5773 | 5.6684 | 5.7636 | 5.8646
HULL EAST 132/33KV | SALTEND NORTH | NPgY | NG FES - Community Renewables | Total other generation capacity (MW) | BSP | 27.1 | 28.09 | 28.3368 | 28.4811 | 28.5162 | 28.9318 | 28.9478 | 29.08 | 29.2014 | 29.3281 | 29.4838 | 29.5713 | 29.7511 | 29.9286 | 30.1215 | 30.2932 | 30.3502 | 30.5359 | 30.6385 | 30.8038 | 30.9525 | 31.0873 | 31.1929 | 31.2566 | 31.3242 | 31.3966 | 31.464 | 31.5375 | 31.6152 | 31.6875 | 31.7635 | 31.8397 | 31.9193 | 32.0038
HULL SOUTH | CREYKE BECK | NPgY | NG FES - Community Renewables | Total other generation capacity (MW) | BSP | 0 | 1.9811 | 2.4749 | 2.7636 | 2.8338 | 3.6654 | 3.6974 | 3.9619 | 4.2048 | 4.4584 | 4.7698 | 4.945 | 5.3048 | 5.6599 | 6.0459 | 6.3895 | 6.5035 | 6.8752 | 7.0803 | 7.4113 | 7.7088 | 7.9785 | 8.1897 | 8.3172 | 8.4524 | 8.5973 | 8.7322 | 8.8794 | 9.0348 | 9.1795 | 9.3316 | 9.484 | 9.6434 | 9.8123
HULL WEST | CREYKE BECK | NPgY | NG FES - Community Renewables | Total other generation capacity (MW) | BSP | 15.217 | 16.0854 | 16.3018 | 16.4284 | 16.4592 | 16.8237 | 16.8377 | 16.9537 | 17.0602 | 17.1713 | 17.3078 | 17.3846 | 17.5424 | 17.698 | 17.8672 | 18.0178 | 18.0678 | 18.2307 | 18.3206 | 18.4657 | 18.5961 | 18.7143 | 18.8069 | 18.8628 | 18.9221 | 18.9856 | 19.0447 | 19.1092 | 19.1774 | 19.2408 | 19.3075 | 19.3743 | 19.4441 | 19.5182
HUMBERSTON | GRIMSBY WEST | NPgY | NG FES - Community Renewables | Total other generation capacity (MW) | BSP | 0 | 0.56998 | 0.71206 | 0.79513 | 0.81534 | 1.0546 | 1.0638 | 1.1399 | 1.2098 | 1.2828 | 1.3724 | 1.4228 | 1.5263 | 1.6285 | 1.7395 | 1.8384 | 1.8712 | 1.9781 | 2.0371 | 2.1323 | 2.2179 | 2.2956 | 2.3563 | 2.393 | 2.4319 | 2.4736 | 2.5124 | 2.5548 | 2.5995 | 2.6411 | 2.6849 | 2.7287 | 2.7746 | 2.8232
HUNNINGLEY | WEST MELTON SECTION 3 | NPgY | NG FES - Community Renewables | Total other generation capacity (MW) | BSP | 0 | 0.55035 | 0.68753 | 0.76773 | 0.78725 | 1.0183 | 1.0271 | 1.1006 | 1.1681 | 1.2386 | 1.3251 | 1.3738 | 1.4737 | 1.5724 | 1.6796 | 1.775 | 1.8067 | 1.91 | 1.967 | 2.0589 | 2.1415 | 2.2165 | 2.2751 | 2.3105 | 2.3481 | 2.3884 | 2.4258 | 2.4667 | 2.5099 | 2.5501 | 2.5924 | 2.6347 | 2.679 | 2.7259
HUNSHELF | WEST MELTON SECTION 3 | NPgY | NG FES - Community Renewables | Total other generation capacity (MW) | BSP | 0.775 | 1.4039 | 1.5607 | 1.6523 | 1.6746 | 1.9386 | 1.9487 | 2.0327 | 2.1098 | 2.1904 | 2.2892 | 2.3448 | 2.4591 | 2.5718 | 2.6943 | 2.8034 | 2.8396 | 2.9576 | 3.0227 | 3.1278 | 3.2222 | 3.3078 | 3.3749 | 3.4153 | 3.4583 | 3.5043 | 3.5471 | 3.5938 | 3.6431 | 3.6891 | 3.7374 | 3.7858 | 3.8363 | 3.89
IMMINGHAM | GRIMSBY WEST | NPgY | NG FES - Community Renewables | Total other generation capacity (MW) | BSP | 52.314 | 52.7939 | 52.9136 | 52.9835 | 53.0005 | 53.202 | 53.2097 | 53.2738 | 53.3327 | 53.3941 | 53.4696 | 53.512 | 53.5992 | 53.6852 | 53.7787 | 53.8619 | 53.8896 | 53.9796 | 54.0293 | 54.1095 | 54.1815 | 54.2469 | 54.2981 | 54.3289 | 54.3617 | 54.3968 | 54.4295 | 54.4651 | 54.5028 | 54.5378 | 54.5747 | 54.6116 | 54.6502 | 54.6911
KIRKHAW LANE | FERRYBRIDGE B | NPgY | NG FES - Community Renewables | Total other generation capacity (MW) | BSP | 7.475 | 8.1628 | 8.3343 | 8.4345 | 8.4589 | 8.7476 | 8.7587 | 8.8506 | 8.9349 | 9.0229 | 9.1311 | 9.1919 | 9.3168 | 9.4401 | 9.5741 | 9.6934 | 9.733 | 9.862 | 9.9333 | 10.0482 | 10.1514 | 10.2451 | 10.3184 | 10.3627 | 10.4096 | 10.46 | 10.5068 | 10.5579 | 10.6118 | 10.6621 | 10.7149 | 10.7678 | 10.8231 | 10.8818
KIRKSTALL C 2/5 | KIRKSTALL B | NPgY | NG FES - Community Renewables | Total other generation capacity (MW) | BSP | 0 | 1.0921 | 1.3643 | 1.5234 | 1.5622 | 2.0206 | 2.0382 | 2.184 | 2.3179 | 2.4577 | 2.6294 | 2.726 | 2.9243 | 3.1201 | 3.3329 | 3.5223 | 3.5851 | 3.79 | 3.9031 | 4.0855 | 4.2495 | 4.3982 | 4.5146 | 4.5849 | 4.6595 | 4.7394 | 4.8137 | 4.8948 | 4.9805 | 5.0602 | 5.1441 | 5.2281 | 5.316 | 5.4091
KIRKSTALL C/RING ROAD HORSFORTH | KIRKSTALL B | NPgY | NG FES - Community Renewables | Total other generation capacity (MW) | BSP | 0.713 | 2.3516 | 2.76 | 2.9988 | 3.0569 | 3.7447 | 3.7712 | 3.99 | 4.1909 | 4.4007 | 4.6583 | 4.8032 | 5.1008 | 5.3945 | 5.7138 | 5.9979 | 6.0922 | 6.3996 | 6.5693 | 6.8431 | 7.0891 | 7.3122 | 7.4869 | 7.5923 | 7.7042 | 7.8241 | 7.9356 | 8.0574 | 8.1859 | 8.3056 | 8.4314 | 8.5575 | 8.6893 | 8.829
LEEDS EAST | SKELTON GRANGE | NPgY | NG FES - Community Renewables | Total other generation capacity (MW) | BSP | 15 | 16.4551 | 16.8179 | 17.0299 | 17.0815 | 17.6923 | 17.7158 | 17.9101 | 18.0885 | 18.2748 | 18.5036 | 18.6323 | 18.8965 | 19.1574 | 19.4409 | 19.6933 | 19.777 | 20.05 | 20.2007 | 20.4438 | 20.6623 | 20.8604 | 21.0155 | 21.1092 | 21.2085 | 21.315 | 21.414 | 21.5221 | 21.6363 | 21.7425 | 21.8543 | 21.9663 | 22.0833 | 22.2074
LEEDS NORTH | SKELTON GRANGE | NPgY | NG FES - Community Renewables | Total other generation capacity (MW) | BSP | 1.9 | 3.5961 | 4.0188 | 4.266 | 4.3261 | 5.0381 | 5.0655 | 5.2919 | 5.4999 | 5.717 | 5.9837 | 6.1336 | 6.4417 | 6.7457 | 7.0762 | 7.3703 | 7.4679 | 7.7861 | 7.9618 | 8.2451 | 8.4998 | 8.7307 | 8.9115 | 9.0207 | 9.1365 | 9.2605 | 9.376 | 9.502 | 9.635 | 9.7589 | 9.8891 | 10.0197 | 10.1561 | 10.3007
LINDLEY | ELLAND | NPgY | NG FES - Community Renewables | Total other generation capacity (MW) | BSP | 2.76 | 4.3138 | 4.7011 | 4.9276 | 4.9827 | 5.6349 | 5.66 | 5.8674 | 6.058 | 6.2569 | 6.5011 | 6.6386 | 6.9208 | 7.1993 | 7.502 | 7.7715 | 7.8609 | 8.1524 | 8.3133 | 8.5729 | 8.8062 | 9.0178 | 9.1834 | 9.2834 | 9.3895 | 9.5032 | 9.6089 | 9.7244 | 9.8463 | 9.9597 | 10.0791 | 10.1986 | 10.3236 | 10.4561
LOW ROAD | SKELTON GRANGE | NPgY | NG FES - Community Renewables | Total other generation capacity (MW) | BSP | 0 | 1.653 | 2.065 | 2.3059 | 2.3645 | 3.0583 | 3.085 | 3.3057 | 3.5084 | 3.72 | 3.9799 | 4.126 | 4.4263 | 4.7225 | 5.0446 | 5.3313 | 5.4264 | 5.7365 | 5.9077 | 6.1838 | 6.432 | 6.6571 | 6.8333 | 6.9397 | 7.0525 | 7.1735 | 7.286 | 7.4088 | 7.5384 | 7.6592 | 7.7861 | 7.9133 | 8.0462 | 8.1872
MALLARD WAY | WEST MELTON / THORPE MARSH | NPgY | NG FES - Community Renewables | Total other generation capacity (MW) | BSP | 0 | 0.79989 | 0.99928 | 1.1159 | 1.1442 | 1.48 | 1.4929 | 1.5997 | 1.6978 | 1.8002 | 1.9259 | 1.9967 | 2.1419 | 2.2853 | 2.4412 | 2.5799 | 2.6259 | 2.776 | 2.8588 | 2.9925 | 3.1126 | 3.2215 | 3.3068 | 3.3582 | 3.4129 | 3.4714 | 3.5258 | 3.5852 | 3.648 | 3.7064 | 3.7678 | 3.8294 | 3.8937 | 3.9619
MENSTON | BRADFORD WEST | NPgY | NG FES - Community Renewables | Total other generation capacity (MW) | BSP | 0.798 | 1.8513 | 2.1138 | 2.2673 | 2.3047 | 2.7468 | 2.7638 | 2.9044 | 3.0336 | 3.1684 | 3.334 | 3.4271 | 3.6184 | 3.8072 | 4.0125 | 4.1951 | 4.2557 | 4.4533 | 4.5624 | 4.7384 | 4.8965 | 5.04 | 5.1522 | 5.22 | 5.2919 | 5.369 | 5.4407 | 5.5189 | 5.6015 | 5.6785 | 5.7593 | 5.8404 | 5.9251 | 6.0149
MOSS ROAD | GRIMSBY WEST | NPgY | NG FES - Community Renewables | Total other generation capacity (MW) | BSP | 0 | 0.89186 | 1.1142 | 1.2441 | 1.2758 | 1.6501 | 1.6645 | 1.7836 | 1.893 | 2.0072 | 2.1473 | 2.2262 | 2.3882 | 2.5481 | 2.7218 | 2.8765 | 2.9278 | 3.0952 | 3.1875 | 3.3365 | 3.4704 | 3.5919 | 3.6869 | 3.7443 | 3.8052 | 3.8705 | 3.9312 | 3.9974 | 4.0674 | 4.1325 | 4.201 | 4.2697 | 4.3414 | 4.4174
OSGODBY 1/2 | DRAX | NPgY | NG FES - Community Renewables | Total other generation capacity (MW) | BSP | 24 | 24 | 24 | 24 | 24 | 24 | 24 | 24 | 24 | 24 | 24 | 24 | 24 | 24 | 24 | 24 | 24 | 24 | 24 | 24 | 24 | 24 | 24 | 24 | 24 | 24 | 24 | 24 | 24 | 24 | 24 | 24 | 24 | 24
OSGODBY 3/4 | DRAX | NPgY | NG FES - Community Renewables | Total other generation capacity (MW) | BSP | 16.311 | 17.2536 | 17.4886 | 17.626 | 17.6594 | 18.0551 | 18.0703 | 18.1962 | 18.3117 | 18.4324 | 18.5806 | 18.664 | 18.8352 | 19.0041 | 19.1878 | 19.3513 | 19.4055 | 19.5824 | 19.68 | 19.8374 | 19.979 | 20.1074 | 20.2078 | 20.2685 | 20.3329 | 20.4018 | 20.466 | 20.536 | 20.6099 | 20.6788 | 20.7512 | 20.8237 | 20.8995 | 20.9799
RODLEY | SKELTON GRANGE | NPgY | NG FES - Community Renewables | Total other generation capacity (MW) | BSP | 0.426 | 1.872 | 2.2325 | 2.4432 | 2.4945 | 3.1015 | 3.1248 | 3.3179 | 3.4952 | 3.6803 | 3.9077 | 4.0355 | 4.2982 | 4.5574 | 4.8391 | 5.0899 | 5.1731 | 5.4444 | 5.5942 | 5.8357 | 6.0529 | 6.2498 | 6.4039 | 6.497 | 6.5957 | 6.7015 | 6.7999 | 6.9073 | 7.0208 | 7.1264 | 7.2374 | 7.3487 | 7.465 | 7.5883
SAINT ANDREWS ROAD 132/33KV | SKELTON GRANGE | NPgY | NG FES - Community Renewables | Total other generation capacity (MW) | BSP | 10.6 | 12.0369 | 12.3951 | 12.6045 | 12.6555 | 13.2586 | 13.2818 | 13.4737 | 13.6499 | 13.8339 | 14.0597 | 14.1868 | 14.4478 | 14.7054 | 14.9853 | 15.2346 | 15.3172 | 15.5868 | 15.7356 | 15.9757 | 16.1915 | 16.3871 | 16.5403 | 16.6328 | 16.7309 | 16.836 | 16.9338 | 17.0406 | 17.1533 | 17.2582 | 17.3686 | 17.4791 | 17.5947 | 17.7172
SALTEND 132/33KV | SALTEND NORTH | NPgY | NG FES - Community Renewables | Total other generation capacity (MW) | BSP | 0 | 0.011974 | 0.014959 | 0.016704 | 0.017129 | 0.022155 | 0.022349 | 0.023948 | 0.025416 | 0.026949 | 0.028831 | 0.02989 | 0.032065 | 0.034211 | 0.036545 | 0.038621 | 0.03931 | 0.041557 | 0.042797 | 0.044797 | 0.046595 | 0.048226 | 0.049503 | 0.050273 | 0.051091 | 0.051967 | 0.052782 | 0.053671 | 0.05461 | 0.055485 | 0.056405 | 0.057326 | 0.058289 | 0.05931
SANTON | KEADBY | NPgY | NG FES - Community Renewables | Total other generation capacity (MW) | BSP | 54.351 | 55.2936 | 55.5286 | 55.666 | 55.6994 | 56.0951 | 56.1103 | 56.2362 | 56.3517 | 56.4724 | 56.6206 | 56.704 | 56.8752 | 57.0441 | 57.2278 | 57.3913 | 57.4455 | 57.6224 | 57.72 | 57.8774 | 58.019 | 58.1474 | 58.2478 | 58.3085 | 58.3729 | 58.4418 | 58.506 | 58.576 | 58.6499 | 58.7188 | 58.7912 | 58.8637 | 58.9395 | 59.0199
SCUNTHORPE NORTH | KEADBY | NPgY | NG FES - Community Renewables | Total other generation capacity (MW) | BSP | 36.91 | 37.7722 | 37.9871 | 38.1127 | 38.1433 | 38.5052 | 38.5191 | 38.6342 | 38.74 | 38.8503 | 38.9858 | 39.0621 | 39.2187 | 39.3732 | 39.5412 | 39.6907 | 39.7403 | 39.9021 | 39.9914 | 40.1354 | 40.2649 | 40.3823 | 40.4742 | 40.5297 | 40.5885 | 40.6516 | 40.7103 | 40.7743 | 40.842 | 40.9049 | 40.9711 | 41.0375 | 41.1068 | 41.1803
SCUNTHORPE SOUTH | KEADBY | NPgY | NG FES - Community Renewables | Total other generation capacity (MW) | BSP | 0 | 0.48185 | 0.60196 | 0.67219 | 0.68927 | 0.89153 | 0.89931 | 0.96365 | 1.0227 | 1.0844 | 1.1602 | 1.2028 | 1.2903 | 1.3767 | 1.4706 | 1.5541 | 1.5818 | 1.6722 | 1.7222 | 1.8026 | 1.875 | 1.9406 | 1.992 | 2.023 | 2.0559 | 2.0911 | 2.1239 | 2.1597 | 2.1975 | 2.2327 | 2.2697 | 2.3068 | 2.3456 | 2.3866
SILSDEN | BRADFORD WEST | NPgY | NG FES - Community Renewables | Total other generation capacity (MW) | BSP | 1.449 | 3.6949 | 4.2548 | 4.5821 | 4.6617 | 5.6045 | 5.6407 | 5.9406 | 6.216 | 6.5035 | 6.8566 | 7.0552 | 7.4631 | 7.8657 | 8.3033 | 8.6928 | 8.822 | 9.2434 | 9.476 | 9.8512 | 10.1884 | 10.4943 | 10.7337 | 10.8782 | 11.0316 | 11.1958 | 11.3487 | 11.5156 | 11.6917 | 11.8558 | 12.0282 | 12.2011 | 12.3817 | 12.5732
SOWERBY BRIDGE 132/33KV | ELLAND | NPgY | NG FES - Community Renewables | Total other generation capacity (MW) | BSP | 0.931 | 2.4838 | 2.8709 | 3.0972 | 3.1523 | 3.8041 | 3.8292 | 4.0365 | 4.2269 | 4.4257 | 4.6698 | 4.8072 | 5.0892 | 5.3675 | 5.6701 | 5.9394 | 6.0288 | 6.3201 | 6.4809 | 6.7403 | 6.9735 | 7.1849 | 7.3505 | 7.4504 | 7.5564 | 7.67 | 7.7757 | 7.8911 | 8.0129 | 8.1263 | 8.2455 | 8.3651 | 8.4899 | 8.6223
STAYGATE | SKELTON GRANGE | NPgY | NG FES - Community Renewables | Total other generation capacity (MW) | BSP | 0.7 | 1.9195 | 2.2235 | 2.4012 | 2.4444 | 2.9563 | 2.976 | 3.1388 | 3.2884 | 3.4445 | 3.6362 | 3.744 | 3.9655 | 4.1841 | 4.4217 | 4.6332 | 4.7034 | 4.9321 | 5.0584 | 5.2622 | 5.4453 | 5.6113 | 5.7413 | 5.8198 | 5.9031 | 5.9923 | 6.0753 | 6.1659 | 6.2615 | 6.3506 | 6.4442 | 6.5381 | 6.6362 | 6.7401
THORNHILL 132KV | ELLAND | NPgY | NG FES - Community Renewables | Total other generation capacity (MW) | BSP | 1.5 | 3.7354 | 4.2926 | 4.6184 | 4.6976 | 5.636 | 5.672 | 5.9705 | 6.2447 | 6.5308 | 6.8822 | 7.0799 | 7.4859 | 7.8866 | 8.3221 | 8.7098 | 8.8384 | 9.2578 | 9.4893 | 9.8627 | 10.1984 | 10.5028 | 10.7411 | 10.885 | 11.0376 | 11.2011 | 11.3533 | 11.5194 | 11.6947 | 11.858 | 12.0296 | 12.2017 | 12.3814 | 12.572
WAKEFIELD MONCKTON ROAD | WEST MELTON SECTION 3 | NPgY | NG FES - Community Renewables | Total other generation capacity (MW) | BSP | 19 | 20.3172 | 20.6455 | 20.8375 | 20.8842 | 21.4371 | 21.4583 | 21.6342 | 21.7958 | 21.9644 | 22.1714 | 22.2879 | 22.5272 | 22.7633 | 23.0199 | 23.2484 | 23.3241 | 23.5712 | 23.7077 | 23.9277 | 24.1255 | 24.3049 | 24.4453 | 24.53 | 24.62 | 24.7163 | 24.806 | 24.9038 | 25.0072 | 25.1034 | 25.2045 | 25.3059 | 25.4118 | 25.5241
WAKEFIELD NORTH | SKELTON GRANGE | NPgY | NG FES - Community Renewables | Total other generation capacity (MW) | BSP | 10.591 | 11.754 | 12.0438 | 12.2133 | 12.2546 | 12.7427 | 12.7615 | 12.9168 | 13.0594 | 13.2083 | 13.3911 | 13.4939 | 13.7052 | 13.9136 | 14.1402 | 14.3419 | 14.4088 | 14.627 | 14.7474 | 14.9417 | 15.1164 | 15.2747 | 15.3987 | 15.4735 | 15.5529 | 15.638 | 15.7171 | 15.8036 | 15.8948 | 15.9797 | 16.069 | 16.1585 | 16.252 | 16.3512
WEST MELTON | WEST MELTON SECTION 3 | NPgY | NG FES - Community Renewables | Total other generation capacity (MW) | BSP | 15.52 | 25.5087 | 26.0044 | 26.2943 | 26.3648 | 27.1996 | 27.2317 | 27.4972 | 27.7411 | 27.9957 | 28.3083 | 28.4842 | 28.8454 | 29.2018 | 29.5893 | 29.9342 | 30.0487 | 30.4218 | 30.6277 | 30.9599 | 31.2586 | 31.5294 | 31.7414 | 31.8693 | 32.0051 | 32.1506 | 32.286 | 32.4337 | 32.5897 | 32.735 | 32.8877 | 33.0407 | 33.2007 | 33.3702
WHINMOOR | FERRYBRIDGE B | NPgY | NG FES - Community Renewables | Total other generation capacity (MW) | BSP | 2.26 | 3.2927 | 3.5501 | 3.7006 | 3.7372 | 4.1707 | 4.1873 | 4.3252 | 4.4519 | 4.5841 | 4.7464 | 4.8377 | 5.0253 | 5.2104 | 5.4116 | 5.5907 | 5.6501 | 5.8439 | 5.9508 | 6.1233 | 6.2784 | 6.419 | 6.5291 | 6.5955 | 6.6661 | 6.7416 | 6.8119 | 6.8886 | 6.9696 | 7.045 | 7.1243 | 7.2038 | 7.2869 | 7.3749
WOLD NEWTON | KEADBY | NPgY | NG FES - Community Renewables | Total other generation capacity (MW) | BSP | 1.568 | 3.0921 | 3.472 | 3.6941 | 3.7482 | 4.3879 | 4.4125 | 4.6161 | 4.8029 | 4.9981 | 5.2376 | 5.3724 | 5.6492 | 5.9224 | 6.2194 | 6.4837 | 6.5714 | 6.8573 | 7.0152 | 7.2698 | 7.4987 | 7.7062 | 7.8687 | 7.9667 | 8.0708 | 8.1823 | 8.286 | 8.3993 | 8.5188 | 8.6301 | 8.7472 | 8.8645 | 8.987 | 9.117
YARBOROUGH ROAD 132/33KV | GRIMSBY WEST | NPgY | NG FES - Community Renewables | Total other generation capacity (MW) | BSP | 0 | 0.79414 | 0.9921 | 1.1078 | 1.136 | 1.4693 | 1.4822 | 1.5882 | 1.6856 | 1.7872 | 1.9121 | 1.9823 | 2.1266 | 2.2689 | 2.4236 | 2.5614 | 2.6071 | 2.756 | 2.8383 | 2.971 | 3.0902 | 3.1983 | 3.283 | 3.3341 | 3.3883 | 3.4464 | 3.5005 | 3.5595 | 3.6218 | 3.6798 | 3.7408 | 3.8019 | 3.8657 | 3.9334

## CR_storage capacity
Bulk Supply Point Name | Grid Supply Point Connected to | Licence area | Scenario name | Output parameter_Unit | Substation Type in Forecasting Model | 2017 | 2018 | 2019 | 2020 | 2021 | 2022 | 2023 | 2024 | 2025 | 2026 | 2027 | 2028 | 2029 | 2030 | 2031 | 2032 | 2033 | 2034 | 2035 | 2036 | 2037 | 2038 | 2039 | 2040 | 2041 | 2042 | 2043 | 2044 | 2045 | 2046 | 2047 | 2048 | 2049 | 2050
ANNFIELD | STELLA SOUTH | NPgN | NG FES - Community Renewables | Total storage capacity (MW) | BSP | 0.011433 | 0.30862 | 0.69663 | 0.71307 | 0.75339 | 1.0578 | 1.9165 | 2.0989 | 2.3059 | 3.0755 | 3.2454 | 4.0682 | 4.6534 | 5.4527 | 6.9151 | 7.5337 | 8.9044 | 10.3622 | 11.4329 | 12.8529 | 14.1531 | 16.2889 | 17.223 | 17.7219 | 19.0627 | 19.2827 | 19.7206 | 19.939 | 19.939 | 19.939 | 19.939 | 19.939 | 19.939 | 19.939
BARRACK ROAD | STELLA NORTH | NPgN | NG FES - Community Renewables | Total storage capacity (MW) | BSP | 0.0041252 | 0.23741 | 0.59629 | 0.60851 | 0.63847 | 0.81387 | 1.6306 | 1.7736 | 1.9039 | 2.6322 | 2.7584 | 3.2959 | 3.6669 | 3.9611 | 4.9504 | 5.1736 | 5.6682 | 6.4575 | 6.8727 | 7.3851 | 7.8602 | 8.6309 | 8.9679 | 9.1479 | 9.9807 | 10.0601 | 10.2181 | 10.2969 | 10.2969 | 10.2969 | 10.2969 | 10.2969 | 10.2969 | 10.2969
BLUCHER | STELLA NORTH | NPgN | NG FES - Community Renewables | Total storage capacity (MW) | BSP | 0.0094441 | 0.26104 | 0.69708 | 0.70769 | 0.73371 | 0.98765 | 1.9232 | 2.0595 | 2.2042 | 3.0252 | 3.1348 | 3.8654 | 4.3876 | 5.0497 | 6.4044 | 6.9154 | 8.0477 | 9.3351 | 10.2286 | 11.4016 | 12.4775 | 14.2417 | 15.0133 | 15.4255 | 16.6431 | 16.8248 | 17.1865 | 17.367 | 17.367 | 17.367 | 17.367 | 17.367 | 17.367 | 17.367
BOWESFIELD | NORTON | NPgN | NG FES - Community Renewables | Total storage capacity (MW) | BSP | 0.014549 | 0.32641 | 0.71561 | 0.73381 | 0.77846 | 1.1348 | 2.0138 | 2.2119 | 2.4513 | 3.2442 | 3.4322 | 4.3834 | 5.0722 | 6.0869 | 7.7859 | 8.5732 | 10.3176 | 12.0802 | 13.431 | 15.2381 | 16.8901 | 19.6081 | 20.7968 | 21.4318 | 23.0288 | 23.3087 | 23.866 | 24.1439 | 24.1439 | 24.1439 | 24.1439 | 24.1439 | 24.1439 | 24.1439
CHIRTON GRANGE | TYNEMOUTH | NPgN | NG FES - Community Renewables | Total storage capacity (MW) | BSP | 0.0095617 | 0.20313 | 0.46824 | 0.47294 | 0.48446 | 0.68201 | 1.2522 | 1.3199 | 1.4129 | 1.9102 | 1.9588 | 2.5149 | 2.9337 | 3.5995 | 4.6608 | 5.1782 | 6.3246 | 7.4508 | 8.3335 | 9.5211 | 10.6059 | 12.3921 | 13.1733 | 13.5906 | 14.6071 | 14.791 | 15.1573 | 15.3399 | 15.3399 | 15.3399 | 15.3399 | 15.3399 | 15.3399 | 15.3399
COALBURNS | STELLA SOUTH | NPgN | NG FES - Community Renewables | Total storage capacity (MW) | BSP | 0.0064949 | 0.24851 | 0.56783 | 0.58059 | 0.61188 | 0.81867 | 1.5138 | 1.6572 | 1.805 | 2.4262 | 2.558 | 3.1264 | 3.5175 | 3.9742 | 4.9699 | 5.3213 | 6.1 | 7.0227 | 7.643 | 8.4497 | 9.1909 | 10.4042 | 10.9348 | 11.2183 | 12.0929 | 12.2179 | 12.4667 | 12.5907 | 12.5907 | 12.5907 | 12.5907 | 12.5907 | 12.5907 | 12.5907
DARLINGTON CENTRAL | NORTON | NPgN | NG FES - Community Renewables | Total storage capacity (MW) | BSP | 0.005081 | 0.2353 | 0.56734 | 0.58139 | 0.61588 | 0.81101 | 1.556 | 1.7122 | 1.8639 | 2.5325 | 2.6778 | 3.2332 | 3.6114 | 3.9712 | 4.9493 | 5.2242 | 5.8334 | 6.6687 | 7.1666 | 7.7976 | 8.38 | 9.3292 | 9.7443 | 9.9661 | 10.8004 | 10.8982 | 11.0928 | 11.1898 | 11.1898 | 11.1898 | 11.1898 | 11.1898 | 11.1898 | 11.1898
DARLINGTON NORTH | NORTON | NPgN | NG FES - Community Renewables | Total storage capacity (MW) | BSP | 2.5082 | 2.7651 | 3.1455 | 3.1572 | 3.1861 | 3.4207 | 4.2432 | 4.3841 | 4.5324 | 5.2605 | 5.3821 | 6.0433 | 6.5091 | 7.0849 | 8.2823 | 8.7264 | 9.7104 | 10.8413 | 11.6199 | 12.6393 | 13.5747 | 15.108 | 15.7785 | 16.1367 | 17.2064 | 17.3644 | 17.6787 | 17.8355 | 17.8355 | 17.8355 | 17.8355 | 17.8355 | 17.8355 | 17.8355
DUNSTON | STELLA NORTH | NPgN | NG FES - Community Renewables | Total storage capacity (MW) | BSP | 0.012673 | 0.51943 | 1.3308 | 1.3508 | 1.4001 | 1.8065 | 3.5694 | 3.8265 | 4.0725 | 5.6251 | 5.8327 | 7.0478 | 7.8997 | 8.794 | 11.0511 | 11.7369 | 13.2563 | 15.2356 | 16.4632 | 18.0373 | 19.487 | 21.8544 | 22.8898 | 23.443 | 25.4057 | 25.6496 | 26.135 | 26.3771 | 26.3771 | 26.3771 | 26.3771 | 26.3771 | 26.3771 | 26.3771
FLATWORTH | TYNEMOUTH | NPgN | NG FES - Community Renewables | Total storage capacity (MW) | BSP | 0.0050166 | 0.16518 | 0.43598 | 0.43857 | 0.44491 | 0.57049 | 1.1302 | 1.1799 | 1.2298 | 1.7123 | 1.739 | 2.1198 | 2.3947 | 2.7466 | 3.4819 | 3.7533 | 4.3548 | 5.0477 | 5.5234 | 6.1465 | 6.7182 | 7.6554 | 8.0652 | 8.2842 | 8.9432 | 9.0397 | 9.2319 | 9.3277 | 9.3277 | 9.3277 | 9.3277 | 9.3277 | 9.3277 | 9.3277
GOSFORTH | TYNEMOUTH | NPgN | NG FES - Community Renewables | Total storage capacity (MW) | BSP | 0.0090784 | 0.24186 | 0.58795 | 0.60863 | 0.65936 | 0.94518 | 1.7637 | 1.9792 | 2.211 | 2.9587 | 3.1724 | 3.9493 | 4.4938 | 5.1308 | 6.4868 | 6.9781 | 8.0665 | 9.3348 | 10.1968 | 11.3244 | 12.3592 | 14.0552 | 14.7969 | 15.1931 | 16.4065 | 16.5812 | 16.9289 | 17.1024 | 17.1024 | 17.1024 | 17.1024 | 17.1024 | 17.1024 | 17.1024
HARROGATE 132/33KV | KNARESBOROUGH | NPgN | NG FES - Community Renewables | Total storage capacity (MW) | BSP | 0.0081277 | 0.30333 | 0.79441 | 0.81421 | 0.86279 | 1.1546 | 2.2525 | 2.4748 | 2.6938 | 3.6768 | 3.8814 | 4.7125 | 5.2834 | 5.8575 | 7.3325 | 7.7723 | 8.7468 | 10.0317 | 10.8218 | 11.8313 | 12.7616 | 14.2799 | 14.944 | 15.2987 | 16.5697 | 16.7261 | 17.0374 | 17.1927 | 17.1927 | 17.1927 | 17.1927 | 17.1927 | 17.1927 | 17.1927
HUSTHWAITE | KNARESBOROUGH | NPgN | NG FES - Community Renewables | Total storage capacity (MW) | BSP | 0.0040838 | 0.23855 | 0.54566 | 0.56292 | 0.60529 | 0.80042 | 1.4897 | 1.6713 | 1.8461 | 2.4732 | 2.6516 | 3.1806 | 3.5251 | 3.816 | 4.6908 | 4.9117 | 5.4014 | 6.1242 | 6.5323 | 7.0395 | 7.5093 | 8.2722 | 8.6058 | 8.784 | 9.5062 | 9.5848 | 9.7412 | 9.8192 | 9.8192 | 9.8192 | 9.8192 | 9.8192 | 9.8192 | 9.8192
LEEMING BAR_SKEEBY | NORTON | NPgN | NG FES - Community Renewables | Total storage capacity (MW) | BSP | 0.019971 | 0.74658 | 1.6595 | 1.7264 | 1.8907 | 2.6581 | 4.8088 | 5.4853 | 6.1854 | 8.1769 | 8.8686 | 10.8861 | 12.2396 | 13.6477 | 16.9797 | 18.0604 | 20.4549 | 23.4474 | 25.3738 | 27.8544 | 30.1372 | 33.8681 | 35.4998 | 36.3714 | 39.2556 | 39.6399 | 40.4048 | 40.7863 | 40.7863 | 40.7863 | 40.7863 | 40.7863 | 40.7863 | 40.7863
LINTON | BLYTH 132kV | NPgN | NG FES - Community Renewables | Total storage capacity (MW) | BSP | 0.010759 | 0.37849 | 0.81318 | 0.83264 | 0.88039 | 1.1993 | 2.1529 | 2.3663 | 2.5965 | 3.4529 | 3.654 | 4.5122 | 5.1082 | 5.8625 | 7.3567 | 7.9389 | 9.2289 | 10.6686 | 11.6856 | 13.022 | 14.2475 | 16.2574 | 17.1364 | 17.6059 | 18.9436 | 19.1506 | 19.5627 | 19.7682 | 19.7682 | 19.7682 | 19.7682 | 19.7682 | 19.7682 | 19.7682
MALTON GRID | OSBALDWICK | NPgN | NG FES - Community Renewables | Total storage capacity (MW) | BSP | 0.015721 | 0.5801 | 1.1661 | 1.2089 | 1.314 | 1.8475 | 3.1986 | 3.6314 | 4.0951 | 5.3455 | 5.7881 | 7.1604 | 8.088 | 9.1917 | 11.4499 | 12.3005 | 14.1853 | 16.333 | 17.8262 | 19.7788 | 21.571 | 24.5077 | 25.7921 | 26.4782 | 28.4757 | 28.7782 | 29.3804 | 29.6807 | 29.6807 | 29.6807 | 29.6807 | 29.6807 | 29.6807 | 29.6807
MELROSEGATE | OSBALDWICK | NPgN | NG FES - Community Renewables | Total storage capacity (MW) | BSP | 0.017285 | 0.52807 | 1.2309 | 1.2652 | 1.3495 | 1.8758 | 3.4843 | 3.855 | 4.2519 | 5.7065 | 6.0612 | 7.5077 | 8.5226 | 9.7354 | 12.2882 | 13.2234 | 15.2958 | 17.6949 | 19.3352 | 21.4821 | 23.4522 | 26.6812 | 28.0934 | 28.8478 | 31.1339 | 31.4665 | 32.1285 | 32.4587 | 32.4587 | 32.4587 | 32.4587 | 32.4587 | 32.4587 | 32.4587
NORTH TEES | NORTON | NPgN | NG FES - Community Renewables | Total storage capacity (MW) | BSP | 0.011587 | 0.43333 | 0.98883 | 1.0162 | 1.0835 | 1.4719 | 2.7543 | 3.0497 | 3.3546 | 4.5166 | 4.7997 | 5.8837 | 6.6367 | 7.4524 | 9.3624 | 9.9893 | 11.3785 | 13.1008 | 14.2132 | 15.6524 | 16.9758 | 19.1403 | 20.087 | 20.5927 | 22.275 | 22.4979 | 22.9417 | 23.1631 | 23.1631 | 23.1631 | 23.1631 | 23.1631 | 23.1631 | 23.1631
POTTER HOUSE | SPENNYMOOR | NPgN | NG FES - Community Renewables | Total storage capacity (MW) | BSP | 0.011916 | 0.22819 | 0.49335 | 0.50665 | 0.53928 | 0.81334 | 1.4346 | 1.5775 | 1.7594 | 2.3224 | 2.4598 | 3.1939 | 3.7366 | 4.5664 | 5.8974 | 6.5422 | 7.971 | 9.3796 | 10.4803 | 11.9604 | 13.3124 | 15.5385 | 16.512 | 17.0321 | 18.306 | 18.5352 | 18.9917 | 19.2193 | 19.2193 | 19.2193 | 19.2193 | 19.2193 | 19.2193 | 19.2193
RAVENSWORTH | STELLA SOUTH | NPgN | NG FES - Community Renewables | Total storage capacity (MW) | BSP | 0.0037585 | 0.22613 | 0.55992 | 0.5712 | 0.59889 | 0.76219 | 1.4925 | 1.6246 | 1.7447 | 2.3947 | 2.5113 | 2.9915 | 3.3135 | 3.5816 | 4.4354 | 4.6388 | 5.0894 | 5.7824 | 6.1598 | 6.6266 | 7.0594 | 7.7615 | 8.0686 | 8.2326 | 8.9432 | 9.0155 | 9.1595 | 9.2313 | 9.2313 | 9.2313 | 9.2313 | 9.2313 | 9.2313 | 9.2313
SCARBOROUGH GRID | OSBALDWICK | NPgN | NG FES - Community Renewables | Total storage capacity (MW) | BSP | 0.012704 | 0.7802 | 1.2382 | 1.2598 | 1.3128 | 1.6715 | 2.7223 | 2.9572 | 3.2167 | 4.167 | 4.3901 | 5.3755 | 6.0756 | 6.9652 | 8.7203 | 9.4077 | 10.9309 | 12.6254 | 13.8224 | 15.4003 | 16.8466 | 19.2199 | 20.2578 | 20.8123 | 22.4101 | 22.6545 | 23.1411 | 23.3838 | 23.3838 | 23.3838 | 23.3838 | 23.3838 | 23.3838 | 23.3838
SEAL SANDS | SALTHOLME | NPgN | NG FES - Community Renewables | Total storage capacity (MW) | BSP | 0 | 0.17181 | 0.54933 | 0.54983 | 0.55107 | 0.61408 | 1.3719 | 1.414 | 1.4185 | 2.0638 | 2.069 | 2.3314 | 2.4977 | 2.5054 | 3.0404 | 3.0404 | 3.0404 | 3.3461 | 3.3828 | 3.3828 | 3.3905 | 3.3905 | 3.3905 | 3.3905 | 3.7725 | 3.7725 | 3.7725 | 3.7725 | 3.7725 | 3.7725 | 3.7725 | 3.7725 | 3.7725 | 3.7725
SPADEADAM 33KV | SPADEADAM | NPgN | NG FES - Community Renewables | Total storage capacity (MW) | BSP | 0.00017335 | 0.020031 | 0.047424 | 0.047704 | 0.04839 | 0.056698 | 0.1111 | 0.11627 | 0.11968 | 0.16641 | 0.1693 | 0.1957 | 0.21279 | 0.22533 | 0.27424 | 0.28362 | 0.3044 | 0.34182 | 0.36003 | 0.38156 | 0.40169 | 0.43407 | 0.44824 | 0.4558 | 0.49421 | 0.49755 | 0.50419 | 0.5075 | 0.5075 | 0.5075 | 0.5075 | 0.5075 | 0.5075 | 0.5075
SPENNYMOOR 132/66KV | SPENNYMOOR | NPgN | NG FES - Community Renewables | Total storage capacity (MW) | BSP | 0.017442 | 0.60254 | 1.4352 | 1.4732 | 1.5664 | 2.1359 | 3.9937 | 4.4092 | 4.8395 | 6.5111 | 6.9038 | 8.4679 | 9.5464 | 10.7731 | 13.5045 | 14.4483 | 16.5396 | 19.0498 | 20.7181 | 22.8845 | 24.8753 | 28.1337 | 29.5588 | 30.32 | 32.721 | 33.0566 | 33.7247 | 34.0579 | 34.0579 | 34.0579 | 34.0579 | 34.0579 | 34.0579 | 34.0579
TORONTO | SPENNYMOOR | NPgN | NG FES - Community Renewables | Total storage capacity (MW) | BSP | 0.0095643 | 0.43673 | 1.0088 | 1.032 | 1.0888 | 1.4322 | 2.6838 | 2.9435 | 3.2 | 4.3197 | 4.5591 | 5.5157 | 6.1643 | 6.8397 | 8.5068 | 9.0243 | 10.171 | 11.6447 | 12.5721 | 13.76 | 14.8543 | 16.641 | 17.4224 | 17.8398 | 19.2718 | 19.4558 | 19.8222 | 20.0049 | 20.0049 | 20.0049 | 20.0049 | 20.0049 | 20.0049 | 20.0049
WORMALD GREEN 132/33KV | KNARESBOROUGH | NPgN | NG FES - Community Renewables | Total storage capacity (MW) | BSP | 0.0072726 | 0.35534 | 0.76976 | 0.81114 | 0.91265 | 1.2927 | 2.3259 | 2.729 | 3.1343 | 4.1132 | 4.5406 | 5.5208 | 6.1558 | 6.6734 | 8.2149 | 8.6085 | 9.4804 | 10.7577 | 11.4823 | 12.3856 | 13.2217 | 14.5803 | 15.1744 | 15.4918 | 16.7724 | 16.9123 | 17.1909 | 17.3298 | 17.3298 | 17.3298 | 17.3298 | 17.3298 | 17.3298 | 17.3298
ATTERCLIFFE | WEST MELTON / THORPE MARSH | NPgY | NG FES - Community Renewables | Total storage capacity (MW) | BSP | 0.0065778 | 0.064734 | 0.086015 | 0.088623 | 0.1675 | 0.43033 | 0.90798 | 1.2652 | 1.8413 | 2.1597 | 2.8448 | 3.3565 | 3.7353 | 4.2654 | 4.7705 | 5.1968 | 6.1861 | 6.7732 | 7.6103 | 8.709 | 9.5971 | 11.0541 | 11.6069 | 11.9051 | 12.3678 | 12.537 | 12.7864 | 12.9107 | 12.9107 | 12.9107 | 12.9107 | 12.9107 | 12.9107 | 12.9107
BARUGH 132/66KV | WEST MELTON SECTION 3 | NPgY | NG FES - Community Renewables | Total storage capacity (MW) | BSP | 0.011004 | 0.079255 | 0.11238 | 0.1187 | 0.22817 | 0.62207 | 1.2633 | 1.7644 | 2.5898 | 3.065 | 4.0561 | 4.8905 | 5.5365 | 6.4846 | 7.403 | 8.172 | 9.8078 | 10.7898 | 12.1644 | 13.9591 | 15.4218 | 17.8232 | 18.745 | 19.2417 | 20.0157 | 20.2923 | 20.7094 | 20.9173 | 20.9173 | 20.9173 | 20.9173 | 20.9173 | 20.9173 | 20.9173
BEESTON ROYDS 132/33KV | KIRKSTALL B | NPgY | NG FES - Community Renewables | Total storage capacity (MW) | BSP | 0.011163 | 0.085632 | 0.12227 | 0.12882 | 0.25043 | 0.67973 | 1.7852 | 2.6442 | 4.0715 | 4.8875 | 6.6793 | 7.8339 | 8.6622 | 9.6283 | 10.565 | 11.349 | 13.2224 | 14.2186 | 15.8744 | 17.9767 | 19.6098 | 22.2799 | 23.2354 | 23.753 | 24.5382 | 24.8614 | 25.2846 | 25.4955 | 25.4955 | 25.4955 | 25.4955 | 25.4955 | 25.4955 | 25.4955
BEVERLEY 132/33KV | CREYKE BECK | NPgY | NG FES - Community Renewables | Total storage capacity (MW) | BSP | 0.018593 | 0.16362 | 0.24552 | 0.26887 | 0.51689 | 1.2608 | 2.2947 | 3.1769 | 4.4677 | 5.2963 | 6.7822 | 8.2995 | 9.6125 | 11.609 | 13.6343 | 15.2935 | 18.1306 | 19.7899 | 22.2039 | 25.3483 | 27.879 | 32.0296 | 33.5951 | 34.4398 | 35.7477 | 36.2319 | 36.9367 | 37.2881 | 37.2881 | 37.2881 | 37.2881 | 37.2881 | 37.2881 | 37.2881
BINGLEY 132/33KV | BRADFORD WEST | NPgY | NG FES - Community Renewables | Total storage capacity (MW) | BSP | 0.0094853 | 0.064414 | 0.088429 | 0.092287 | 0.17501 | 0.49044 | 1.1575 | 1.6696 | 2.5219 | 2.9974 | 4.0302 | 4.7924 | 5.353 | 6.1206 | 6.8525 | 7.4701 | 8.9117 | 9.7582 | 10.9822 | 12.5758 | 13.8612 | 15.9699 | 16.7679 | 17.1983 | 17.8655 | 18.1109 | 18.4705 | 18.6497 | 18.6497 | 18.6497 | 18.6497 | 18.6497 | 18.6497 | 18.6497
BLACKBURN MEADOWS B | WEST MELTON / THORPE MARSH | NPgY | NG FES - Community Renewables | Total storage capacity (MW) | BSP | 0.0026368 | 10.0266 | 10.0364 | 10.0378 | 10.0729 | 10.1884 | 10.5281 | 10.7879 | 11.2176 | 11.4604 | 12.006 | 12.322 | 12.5387 | 12.7595 | 12.972 | 13.1505 | 13.6234 | 13.8587 | 14.2872 | 14.8255 | 15.2334 | 15.8988 | 16.1275 | 16.2518 | 16.4373 | 16.5199 | 16.6199 | 16.6697 | 16.6697 | 16.6697 | 16.6697 | 16.6697 | 16.6697 | 16.6697
BLYTON | KEADBY | NPgY | NG FES - Community Renewables | Total storage capacity (MW) | BSP | 0.0056893 | 0.11736 | 0.17903 | 0.19684 | 0.38526 | 0.82599 | 1.6353 | 2.3247 | 3.2726 | 3.9057 | 5.036 | 5.9112 | 6.6782 | 7.6215 | 8.6402 | 9.4512 | 10.6055 | 11.1132 | 12.2039 | 13.5636 | 14.5488 | 16.149 | 16.6569 | 16.9347 | 17.3349 | 17.5433 | 17.759 | 17.8665 | 17.8665 | 17.8665 | 17.8665 | 17.8665 | 17.8665 | 17.8665
BRADFORD | BRADFORD WEST | NPgY | NG FES - Community Renewables | Total storage capacity (MW) | BSP | 0.012062 | 0.088079 | 0.12183 | 0.12552 | 0.24467 | 0.69866 | 1.4769 | 2.0597 | 3.0718 | 3.6332 | 4.8845 | 5.8191 | 6.4965 | 7.4346 | 8.3197 | 9.0703 | 10.8767 | 11.9532 | 13.4753 | 15.4523 | 17.0607 | 19.7011 | 20.7122 | 21.2572 | 22.1057 | 22.4103 | 22.8676 | 23.0955 | 23.0955 | 23.0955 | 23.0955 | 23.0955 | 23.0955 | 23.0955
BRAMHAM | FERRYBRIDGE B | NPgY | NG FES - Community Renewables | Total storage capacity (MW) | BSP | 0.0085295 | 0.10741 | 0.149 | 0.15701 | 0.30039 | 0.7151 | 1.5594 | 2.2164 | 3.223 | 3.8115 | 5.0176 | 5.8689 | 6.5238 | 7.3555 | 8.1836 | 8.868 | 10.2818 | 11.043 | 12.2895 | 13.8957 | 15.1435 | 17.1835 | 17.9137 | 18.3091 | 18.9091 | 19.1561 | 19.4794 | 19.6406 | 19.6406 | 19.6406 | 19.6406 | 19.6406 | 19.6406 | 19.6406
BRANSHOLME | CREYKE BECK | NPgY | NG FES - Community Renewables | Total storage capacity (MW) | BSP | 0.0088135 | 0.032606 | 0.045379 | 0.048411 | 0.087923 | 0.29466 | 0.74183 | 1.0952 | 1.6983 | 2.0315 | 2.7501 | 3.3589 | 3.8174 | 4.5133 | 5.1727 | 5.7307 | 7.0003 | 7.7869 | 8.8382 | 10.2219 | 11.3648 | 13.2435 | 13.9779 | 14.3731 | 14.9931 | 15.2064 | 15.5405 | 15.7071 | 15.7071 | 15.7071 | 15.7071 | 15.7071 | 15.7071 | 15.7071
BRIGHOUSE 132/33KV | ELLAND | NPgY | NG FES - Community Renewables | Total storage capacity (MW) | BSP | 0.01018 | 0.087099 | 0.12039 | 0.12601 | 0.2409 | 0.63262 | 1.3508 | 1.9034 | 2.8003 | 3.3105 | 4.3901 | 5.2178 | 5.8436 | 6.7134 | 7.5543 | 8.2591 | 9.8127 | 10.7212 | 12.0432 | 13.7647 | 15.1502 | 17.4226 | 18.2797 | 18.7422 | 19.4583 | 19.7234 | 20.1093 | 20.3016 | 20.3016 | 20.3016 | 20.3016 | 20.3016 | 20.3016 | 20.3016
DONCASTER B/THORPE MARSH | WEST MELTON / THORPE MARSH | NPgY | NG FES - Community Renewables | Total storage capacity (MW) | BSP | 0.02801 | 0.16811 | 0.23346 | 0.24619 | 0.46309 | 1.3207 | 2.6064 | 3.6114 | 5.2831 | 6.2257 | 8.1793 | 10.0302 | 11.4795 | 13.7876 | 15.9987 | 17.8602 | 21.8358 | 24.3356 | 27.6051 | 31.9284 | 35.5215 | 41.4308 | 43.7592 | 45.0117 | 46.9821 | 47.6488 | 48.7106 | 49.24 | 49.24 | 49.24 | 49.24 | 49.24 | 49.24 | 49.24
DONCASTER CENTRAL | WEST MELTON / THORPE MARSH | NPgY | NG FES - Community Renewables | Total storage capacity (MW) | BSP | 0.0043317 | 0.027368 | 0.038042 | 0.039474 | 0.076185 | 0.2231 | 0.79523 | 1.235 | 1.9771 | 2.391 | 3.3333 | 3.8599 | 4.211 | 4.5513 | 4.8732 | 5.1459 | 5.9283 | 6.3149 | 7.0253 | 7.9157 | 8.589 | 9.6872 | 10.0634 | 10.2678 | 10.5726 | 10.7093 | 10.8735 | 10.9553 | 10.9553 | 10.9553 | 10.9553 | 10.9553 | 10.9553 | 10.9553
DRIFFIELD/BEVERLEY GROUP | CREYKE BECK | NPgY | NG FES - Community Renewables | Total storage capacity (MW) | BSP | 0.024168 | 0.33366 | 0.49387 | 0.5393 | 1.0369 | 2.3158 | 4.2613 | 5.9198 | 8.1844 | 9.6796 | 12.2668 | 14.6915 | 16.8438 | 19.9086 | 23.105 | 25.6903 | 29.6978 | 31.8547 | 35.3895 | 39.9498 | 43.4902 | 49.2783 | 51.3478 | 52.4687 | 54.1688 | 54.8699 | 55.7861 | 56.2428 | 56.2428 | 56.2428 | 56.2428 | 56.2428 | 56.2428 | 56.2428
FEATHERSTONE | FERRYBRIDGE B | NPgY | NG FES - Community Renewables | Total storage capacity (MW) | BSP | 0.010688 | 0.07761 | 0.11149 | 0.11857 | 0.2283 | 0.61493 | 1.2605 | 1.7713 | 2.6048 | 3.0913 | 4.0969 | 4.9385 | 5.5952 | 6.5454 | 7.4726 | 8.2463 | 9.8563 | 10.8102 | 12.1711 | 13.9416 | 15.3768 | 17.732 | 18.6294 | 19.1132 | 19.865 | 20.1378 | 20.543 | 20.7449 | 20.7449 | 20.7449 | 20.7449 | 20.7449 | 20.7449 | 20.7449
GIRLINGTON | BRADFORD WEST | NPgY | NG FES - Community Renewables | Total storage capacity (MW) | BSP | 0.0068385 | 0.043083 | 0.063564 | 0.066039 | 0.13396 | 0.40353 | 1.0705 | 1.5803 | 2.4758 | 2.9818 | 4.1365 | 4.8504 | 5.3412 | 5.8851 | 6.4013 | 6.8379 | 7.9877 | 8.598 | 9.6132 | 10.8902 | 11.8849 | 13.5116 | 14.0961 | 14.4127 | 14.8937 | 15.0901 | 15.3493 | 15.4785 | 15.4785 | 15.4785 | 15.4785 | 15.4785 | 15.4785 | 15.4785
HALIFAX 132/33KV | ELLAND | NPgY | NG FES - Community Renewables | Total storage capacity (MW) | BSP | 0.0038656 | 0.036376 | 0.053436 | 0.056473 | 0.11243 | 0.29519 | 0.7645 | 1.1298 | 1.7361 | 2.088 | 2.8604 | 3.3319 | 3.6683 | 4.0267 | 4.3798 | 4.6731 | 5.3709 | 5.7159 | 6.3489 | 7.1394 | 7.738 | 8.7145 | 9.05 | 9.2322 | 9.5041 | 9.6255 | 9.7721 | 9.8451 | 9.8451 | 9.8451 | 9.8451 | 9.8451 | 9.8451 | 9.8451
HECKMONDWIKE | SKELTON GRANGE | NPgY | NG FES - Community Renewables | Total storage capacity (MW) | BSP | 0.0083524 | 0.055822 | 0.074139 | 0.076169 | 0.14305 | 0.41098 | 0.77162 | 1.0389 | 1.4989 | 1.746 | 2.2824 | 2.7901 | 3.1752 | 3.8084 | 4.4017 | 4.9067 | 6.0619 | 6.8074 | 7.7455 | 8.9949 | 10.0452 | 11.7742 | 12.4657 | 12.8372 | 13.4248 | 13.6176 | 13.9342 | 14.092 | 14.092 | 14.092 | 14.092 | 14.092 | 14.092 | 14.092
HOLMFIELD | BRADFORD WEST | NPgY | NG FES - Community Renewables | Total storage capacity (MW) | BSP | 0.013076 | 0.082319 | 0.11514 | 0.12196 | 0.22979 | 0.64055 | 1.3466 | 1.901 | 2.8059 | 3.3196 | 4.3801 | 5.3119 | 6.0378 | 7.1428 | 8.2081 | 9.1022 | 11.0064 | 12.1734 | 13.7593 | 15.8468 | 17.5609 | 20.3771 | 21.4691 | 22.0572 | 22.9771 | 23.2988 | 23.7945 | 24.0416 | 24.0416 | 24.0416 | 24.0416 | 24.0416 | 24.0416 | 24.0416
HULL EAST 132/33KV | SALTEND NORTH | NPgY | NG FES - Community Renewables | Total storage capacity (MW) | BSP | 0.010028 | 0.10541 | 0.15926 | 0.17528 | 0.33744 | 0.7858 | 1.6341 | 2.3502 | 3.3933 | 4.0558 | 5.2899 | 6.3218 | 7.1927 | 8.3761 | 9.5963 | 10.5884 | 12.2682 | 13.1631 | 14.649 | 16.5526 | 18.0277 | 20.4388 | 21.2983 | 21.7639 | 22.4694 | 22.762 | 23.1421 | 23.3316 | 23.3316 | 23.3316 | 23.3316 | 23.3316 | 23.3316 | 23.3316
HULL SOUTH | CREYKE BECK | NPgY | NG FES - Community Renewables | Total storage capacity (MW) | BSP | 0.011034 | 0.086721 | 0.12286 | 0.12852 | 0.25085 | 0.68639 | 1.4887 | 2.1063 | 3.1505 | 3.7483 | 5.0544 | 6.007 | 6.7099 | 7.6393 | 8.5345 | 9.2861 | 11.005 | 11.9897 | 13.4632 | 15.3582 | 16.8753 | 19.3625 | 20.2938 | 20.7965 | 21.5727 | 21.8644 | 22.2827 | 22.4912 | 22.4912 | 22.4912 | 22.4912 | 22.4912 | 22.4912 | 22.4912
HULL WEST | CREYKE BECK | NPgY | NG FES - Community Renewables | Total storage capacity (MW) | BSP | 0.011329 | 0.10031 | 0.16278 | 0.18443 | 0.35813 | 0.8351 | 1.6278 | 2.3419 | 3.3535 | 4.038 | 5.2295 | 6.376 | 7.3941 | 8.842 | 10.3539 | 11.5761 | 13.4565 | 14.4676 | 16.1236 | 18.2392 | 19.8871 | 22.5819 | 23.5504 | 24.0748 | 24.8717 | 25.197 | 25.6265 | 25.8406 | 25.8406 | 25.8406 | 25.8406 | 25.8406 | 25.8406 | 25.8406
HUMBERSTON | GRIMSBY WEST | NPgY | NG FES - Community Renewables | Total storage capacity (MW) | BSP | 0.0071381 | 0.024913 | 0.034919 | 0.036823 | 0.068244 | 0.24122 | 0.72369 | 1.1001 | 1.7552 | 2.117 | 2.932 | 3.51 | 3.9212 | 4.4676 | 4.981 | 5.4174 | 6.5038 | 7.1408 | 8.0627 | 9.2556 | 10.2196 | 11.8012 | 12.4012 | 12.7248 | 13.2269 | 13.4106 | 13.6812 | 13.8161 | 13.8161 | 13.8161 | 13.8161 | 13.8161 | 13.8161 | 13.8161
HUNNINGLEY | WEST MELTON SECTION 3 | NPgY | NG FES - Community Renewables | Total storage capacity (MW) | BSP | 0.0043832 | 0.02931 | 0.041473 | 0.043656 | 0.084006 | 0.2356 | 0.74128 | 1.1335 | 1.7857 | 2.1537 | 2.9717 | 3.4623 | 3.8034 | 4.1706 | 4.5238 | 4.8205 | 5.5829 | 5.974 | 6.6571 | 7.5205 | 8.1819 | 9.2618 | 9.6398 | 9.8449 | 10.1532 | 10.2859 | 10.452 | 10.5348 | 10.5348 | 10.5348 | 10.5348 | 10.5348 | 10.5348 | 10.5348
HUNSHELF | WEST MELTON SECTION 3 | NPgY | NG FES - Community Renewables | Total storage capacity (MW) | BSP | 0.0047052 | 0.043679 | 0.061469 | 0.065095 | 0.12457 | 0.31484 | 0.90497 | 1.3658 | 2.1044 | 2.5276 | 3.4415 | 3.9976 | 4.3968 | 4.8309 | 5.258 | 5.613 | 6.4528 | 6.8727 | 7.6329 | 8.5947 | 9.3231 | 10.5114 | 10.9197 | 11.1415 | 11.4725 | 11.6202 | 11.7985 | 11.8874 | 11.8874 | 11.8874 | 11.8874 | 11.8874 | 11.8874 | 11.8874
IMMINGHAM | GRIMSBY WEST | NPgY | NG FES - Community Renewables | Total storage capacity (MW) | BSP | 0.0037786 | 0.054659 | 0.084937 | 0.09434 | 0.1839 | 0.40518 | 0.9394 | 1.3906 | 2.0454 | 2.4649 | 3.2632 | 3.8295 | 4.2995 | 4.8504 | 5.4362 | 5.9058 | 6.6619 | 6.9991 | 7.7099 | 8.5939 | 9.2382 | 10.2852 | 10.6212 | 10.8047 | 11.0705 | 11.206 | 11.3493 | 11.4207 | 11.4207 | 11.4207 | 11.4207 | 11.4207 | 11.4207 | 11.4207
KIRKHAW LANE | FERRYBRIDGE B | NPgY | NG FES - Community Renewables | Total storage capacity (MW) | BSP | 0.0066075 | 0.055136 | 0.083048 | 0.090918 | 0.1752 | 0.4342 | 0.97214 | 1.4165 | 2.1012 | 2.5201 | 3.3499 | 4.0002 | 4.5232 | 5.2194 | 5.9231 | 6.5006 | 7.5862 | 8.1759 | 9.1281 | 10.3471 | 11.3003 | 12.8597 | 13.4235 | 13.7286 | 14.1934 | 14.3809 | 14.6313 | 14.7562 | 14.7562 | 14.7562 | 14.7562 | 14.7562 | 14.7562 | 14.7562
KIRKSTALL C 2/5 | KIRKSTALL B | NPgY | NG FES - Community Renewables | Total storage capacity (MW) | BSP | 0.0022684 | 0.017332 | 0.028215 | 0.029366 | 0.06425 | 0.19335 | 0.67563 | 1.0462 | 1.6983 | 2.0722 | 2.9452 | 3.382 | 3.6599 | 3.8506 | 4.0342 | 4.1883 | 4.7069 | 4.9093 | 5.4125 | 6.0082 | 6.4295 | 7.1121 | 7.3185 | 7.4318 | 7.5914 | 7.6826 | 7.7686 | 7.8115 | 7.8115 | 7.8115 | 7.8115 | 7.8115 | 7.8115 | 7.8115
KIRKSTALL C/RING ROAD HORSFORTH | KIRKSTALL B | NPgY | NG FES - Community Renewables | Total storage capacity (MW) | BSP | 0.015843 | 0.081873 | 0.11438 | 0.11992 | 0.22754 | 0.69472 | 1.3576 | 1.8688 | 2.7571 | 3.2489 | 4.2929 | 5.2955 | 6.0695 | 7.3233 | 8.5121 | 9.5179 | 11.735 | 13.1489 | 14.9585 | 17.3539 | 19.3597 | 22.6605 | 23.9739 | 24.68 | 25.7945 | 26.164 | 26.7646 | 27.064 | 27.064 | 27.064 | 27.064 | 27.064 | 27.064 | 27.064
LEEDS EAST | SKELTON GRANGE | NPgY | NG FES - Community Renewables | Total storage capacity (MW) | BSP | 0.010158 | 0.049585 | 0.070357 | 0.072798 | 0.14247 | 0.46015 | 1.0179 | 1.4406 | 2.2037 | 2.6241 | 3.5726 | 4.3127 | 4.8483 | 5.6176 | 6.3382 | 6.9515 | 8.4388 | 9.3454 | 10.5848 | 12.1977 | 13.5247 | 15.7051 | 16.5528 | 17.0093 | 17.7238 | 17.9725 | 18.3575 | 18.5495 | 18.5495 | 18.5495 | 18.5495 | 18.5495 | 18.5495 | 18.5495
LEEDS NORTH | SKELTON GRANGE | NPgY | NG FES - Community Renewables | Total storage capacity (MW) | BSP | 0.0082085 | 0.041362 | 0.060765 | 0.062602 | 0.12719 | 0.41514 | 1.0097 | 1.4591 | 2.2766 | 2.7313 | 3.779 | 4.4883 | 4.981 | 5.5985 | 6.1757 | 6.6674 | 7.9453 | 8.6778 | 9.7712 | 11.1672 | 12.2885 | 14.1274 | 14.8192 | 15.1925 | 15.7699 | 15.9849 | 16.296 | 16.4512 | 16.4512 | 16.4512 | 16.4512 | 16.4512 | 16.4512 | 16.4512
LINDLEY | ELLAND | NPgY | NG FES - Community Renewables | Total storage capacity (MW) | BSP | 0.012182 | 0.082181 | 0.11507 | 0.12096 | 0.23113 | 0.64491 | 1.3571 | 1.91 | 2.8335 | 3.3578 | 4.4747 | 5.3904 | 6.0866 | 7.1013 | 8.0762 | 8.8958 | 10.7009 | 11.7882 | 13.3028 | 15.2809 | 16.8955 | 19.5467 | 20.5665 | 21.116 | 21.9729 | 22.2777 | 22.7395 | 22.9697 | 22.9697 | 22.9697 | 22.9697 | 22.9697 | 22.9697 | 22.9697
LOW ROAD | SKELTON GRANGE | NPgY | NG FES - Community Renewables | Total storage capacity (MW) | BSP | 0.0060218 | 0.082088 | 0.1217 | 0.13017 | 0.25811 | 0.61907 | 1.7969 | 2.7259 | 4.2151 | 5.0936 | 6.9975 | 8.0552 | 8.8068 | 9.4816 | 10.1714 | 10.7346 | 12.0469 | 12.5843 | 13.8467 | 15.3845 | 16.4797 | 18.2555 | 18.8003 | 19.0991 | 19.5227 | 19.7583 | 19.9865 | 20.1003 | 20.1003 | 20.1003 | 20.1003 | 20.1003 | 20.1003 | 20.1003
MALLARD WAY | WEST MELTON / THORPE MARSH | NPgY | NG FES - Community Renewables | Total storage capacity (MW) | BSP | 0.0050217 | 0.031527 | 0.047389 | 0.050678 | 0.10016 | 0.28412 | 0.98587 | 1.5358 | 2.4546 | 2.98 | 4.1521 | 4.8194 | 5.2786 | 5.7238 | 6.158 | 6.5203 | 7.4658 | 7.9139 | 8.7839 | 9.8639 | 10.6697 | 11.9824 | 12.422 | 12.6614 | 13.0146 | 13.1803 | 13.3707 | 13.4656 | 13.4656 | 13.4656 | 13.4656 | 13.4656 | 13.4656 | 13.4656
MENSTON | BRADFORD WEST | NPgY | NG FES - Community Renewables | Total storage capacity (MW) | BSP | 0.0074915 | 0.054288 | 0.074836 | 0.077875 | 0.14915 | 0.41476 | 1.0239 | 1.4895 | 2.2666 | 2.7006 | 3.6535 | 4.3087 | 4.781 | 5.387 | 5.9647 | 6.4523 | 7.6279 | 8.2965 | 9.3084 | 10.6158 | 11.6569 | 13.3629 | 13.9966 | 14.3389 | 14.8659 | 15.0671 | 15.3511 | 15.4927 | 15.4927 | 15.4927 | 15.4927 | 15.4927 | 15.4927 | 15.4927
MOSS ROAD | GRIMSBY WEST | NPgY | NG FES - Community Renewables | Total storage capacity (MW) | BSP | 0.005106 | 0.047205 | 0.070899 | 0.076568 | 0.15039 | 0.37893 | 0.80039 | 1.1424 | 1.6864 | 2.0184 | 2.6956 | 3.2095 | 3.6143 | 4.1394 | 4.6678 | 5.1024 | 5.9478 | 6.4035 | 7.1466 | 8.0908 | 8.8286 | 10.0355 | 10.4713 | 10.7072 | 11.0664 | 11.2116 | 11.4051 | 11.5016 | 11.5016 | 11.5016 | 11.5016 | 11.5016 | 11.5016 | 11.5016
OSGODBY 1/2 | DRAX | NPgY | NG FES - Community Renewables | Total storage capacity (MW) | BSP | 0 | 0 | 0 | 0 | 0 | 0 | 0.10667 | 0.18941 | 0.32601 | 0.40238 | 0.58059 | 0.64914 | 0.68732 | 0.68732 | 0.68732 | 0.68732 | 0.7353 | 0.7353 | 0.79406 | 0.85867 | 0.89294 | 0.94661 | 0.95131 | 0.95445 | 0.95445 | 0.96424 | 0.96424 | 0.96424 | 0.96424 | 0.96424 | 0.96424 | 0.96424 | 0.96424 | 0.96424
OSGODBY 3/4 | DRAX | NPgY | NG FES - Community Renewables | Total storage capacity (MW) | BSP | 0.0089087 | 0.080182 | 0.11043 | 0.11662 | 0.21962 | 0.55301 | 1.2168 | 1.7361 | 2.5459 | 3.0116 | 3.9672 | 4.7095 | 5.2838 | 6.0847 | 6.8681 | 7.5211 | 8.8949 | 9.69 | 10.8654 | 12.4003 | 13.6278 | 15.6401 | 16.3923 | 16.7984 | 17.4251 | 17.6613 | 17.999 | 18.1674 | 18.1674 | 18.1674 | 18.1674 | 18.1674 | 18.1674 | 18.1674
RODLEY | SKELTON GRANGE | NPgY | NG FES - Community Renewables | Total storage capacity (MW) | BSP | 0.010901 | 0.07378 | 0.099735 | 0.10271 | 0.19565 | 0.56286 | 1.2356 | 1.7407 | 2.6031 | 3.0748 | 4.1166 | 4.9164 | 5.4997 | 6.3364 | 7.123 | 7.7913 | 9.3948 | 10.3677 | 11.7089 | 13.4663 | 14.9043 | 17.2662 | 18.1778 | 18.6689 | 19.4357 | 19.7065 | 20.1198 | 20.3258 | 20.3258 | 20.3258 | 20.3258 | 20.3258 | 20.3258 | 20.3258
SAINT ANDREWS ROAD 132/33KV | SKELTON GRANGE | NPgY | NG FES - Community Renewables | Total storage capacity (MW) | BSP | 0.0097644 | 0.066001 | 0.09516 | 0.10059 | 0.19565 | 0.54741 | 1.04 | 1.4255 | 2.0771 | 2.4549 | 3.2431 | 3.9495 | 4.5011 | 5.3368 | 6.1449 | 6.8223 | 8.2485 | 9.1199 | 10.3078 | 11.8596 | 13.1358 | 15.2329 | 16.0478 | 16.4866 | 17.1735 | 17.4127 | 17.7829 | 17.9674 | 17.9674 | 17.9674 | 17.9674 | 17.9674 | 17.9674 | 17.9674
SALTEND 132/33KV | SALTEND NORTH | NPgY | NG FES - Community Renewables | Total storage capacity (MW) | BSP | 7.7046e-06 | 0.0016605 | 0.0026346 | 0.0029473 | 0.0058311 | 0.01121 | 0.19762 | 0.34347 | 0.58033 | 0.71483 | 1.0226 | 1.1456 | 1.2182 | 1.2285 | 1.2407 | 1.25 | 1.3368 | 1.3375 | 1.4434 | 1.5604 | 1.6228 | 1.7206 | 1.7296 | 1.7356 | 1.7361 | 1.7538 | 1.7541 | 1.7543 | 1.7543 | 1.7543 | 1.7543 | 1.7543 | 1.7543 | 1.7543
SANTON | KEADBY | NPgY | NG FES - Community Renewables | Total storage capacity (MW) | BSP | 0.0087824 | 0.087793 | 0.13695 | 0.15218 | 0.29587 | 0.69402 | 1.4399 | 2.0787 | 3.0147 | 3.6184 | 4.7385 | 5.6786 | 6.4767 | 7.5505 | 8.6642 | 9.5672 | 11.0619 | 11.8457 | 13.1751 | 14.8673 | 16.1724 | 18.3049 | 19.0595 | 19.4685 | 20.0863 | 20.3464 | 20.6793 | 20.8453 | 20.8453 | 20.8453 | 20.8453 | 20.8453 | 20.8453 | 20.8453
SCUNTHORPE NORTH | KEADBY | NPgY | NG FES - Community Renewables | Total storage capacity (MW) | BSP | 0.005964 | 0.050802 | 0.0755 | 0.081479 | 0.15861 | 0.40413 | 0.8526 | 1.2162 | 1.7934 | 2.1428 | 2.8523 | 3.4101 | 3.8512 | 4.4445 | 5.0377 | 5.527 | 6.4857 | 7.0179 | 7.8509 | 8.918 | 9.7608 | 11.1407 | 11.6471 | 11.9209 | 12.3405 | 12.5046 | 12.7307 | 12.8434 | 12.8434 | 12.8434 | 12.8434 | 12.8434 | 12.8434 | 12.8434
SCUNTHORPE SOUTH | KEADBY | NPgY | NG FES - Community Renewables | Total storage capacity (MW) | BSP | 0.010521 | 0.035774 | 0.047763 | 0.050246 | 0.088882 | 0.31832 | 0.87988 | 1.318 | 2.0742 | 2.4842 | 3.3921 | 4.1211 | 4.6551 | 5.4504 | 6.1951 | 6.8291 | 8.3466 | 9.2856 | 10.5432 | 12.1982 | 13.5644 | 15.8099 | 16.6867 | 17.1587 | 17.8988 | 18.154 | 18.5528 | 18.7516 | 18.7516 | 18.7516 | 18.7516 | 18.7516 | 18.7516 | 18.7516
SILSDEN | BRADFORD WEST | NPgY | NG FES - Community Renewables | Total storage capacity (MW) | BSP | 0.018223 | 0.14468 | 0.18883 | 0.19312 | 0.36059 | 0.98426 | 1.9639 | 2.6845 | 3.8795 | 4.5176 | 5.9016 | 7.0803 | 7.959 | 9.3361 | 10.6253 | 11.7229 | 14.297 | 15.9233 | 18.0378 | 20.8528 | 23.1916 | 27.0381 | 28.5531 | 29.3681 | 30.6499 | 31.0841 | 31.7749 | 32.1192 | 32.1192 | 32.1192 | 32.1192 | 32.1192 | 32.1192 | 32.1192
SOWERBY BRIDGE 132/33KV | ELLAND | NPgY | NG FES - Community Renewables | Total storage capacity (MW) | BSP | 0.0108 | 0.087744 | 0.11908 | 0.12327 | 0.2351 | 0.63585 | 1.386 | 1.9526 | 2.8907 | 3.4115 | 4.5403 | 5.3854 | 6.0087 | 6.8764 | 7.7023 | 8.3998 | 10.0261 | 10.99 | 12.3654 | 14.1625 | 15.6169 | 18.0034 | 18.9107 | 19.4 | 20.1597 | 20.4365 | 20.846 | 21.0501 | 21.0501 | 21.0501 | 21.0501 | 21.0501 | 21.0501 | 21.0501
STAYGATE | SKELTON GRANGE | NPgY | NG FES - Community Renewables | Total storage capacity (MW) | BSP | 0.009896 | 0.080582 | 0.11495 | 0.12234 | 0.23454 | 0.60917 | 1.2667 | 1.7877 | 2.6186 | 3.1061 | 4.103 | 4.917 | 5.5551 | 6.4606 | 7.35 | 8.0899 | 9.6056 | 10.4888 | 11.7801 | 13.4583 | 14.8077 | 17.0207 | 17.8543 | 18.3042 | 19.0003 | 19.2587 | 19.6338 | 19.8208 | 19.8208 | 19.8208 | 19.8208 | 19.8208 | 19.8208 | 19.8208
THORNHILL 132KV | ELLAND | NPgY | NG FES - Community Renewables | Total storage capacity (MW) | BSP | 0.015454 | 0.12192 | 0.16634 | 0.17243 | 0.32962 | 0.89872 | 1.7575 | 2.4047 | 3.486 | 4.0883 | 5.3758 | 6.4634 | 7.2881 | 8.5324 | 9.7175 | 10.718 | 12.9583 | 14.3375 | 16.199 | 18.6485 | 20.6649 | 23.9785 | 25.2679 | 25.962 | 27.0491 | 27.4267 | 28.0125 | 28.3045 | 28.3045 | 28.3045 | 28.3045 | 28.3045 | 28.3045 | 28.3045
WAKEFIELD MONCKTON ROAD | WEST MELTON SECTION 3 | NPgY | NG FES - Community Renewables | Total storage capacity (MW) | BSP | 0.00686 | 0.046801 | 0.06627 | 0.068668 | 0.13531 | 0.39331 | 1.0371 | 1.5285 | 2.3763 | 2.8523 | 3.9316 | 4.6122 | 5.084 | 5.6269 | 6.1415 | 6.577 | 7.7072 | 8.3194 | 9.3103 | 10.5675 | 11.5526 | 13.1646 | 13.7493 | 14.0657 | 14.5482 | 14.7416 | 15.0016 | 15.1313 | 15.1313 | 15.1313 | 15.1313 | 15.1313 | 15.1313 | 15.1313
WAKEFIELD NORTH | SKELTON GRANGE | NPgY | NG FES - Community Renewables | Total storage capacity (MW) | BSP | 0.01176 | 0.069703 | 0.096606 | 0.10152 | 0.1915 | 0.55283 | 1.1058 | 1.5348 | 2.2556 | 2.6593 | 3.5064 | 4.2879 | 4.8934 | 5.849 | 6.7612 | 7.5304 | 9.2027 | 10.2522 | 11.6286 | 13.447 | 14.9572 | 17.4409 | 18.4187 | 18.9448 | 19.772 | 20.0524 | 20.4982 | 20.7205 | 20.7205 | 20.7205 | 20.7205 | 20.7205 | 20.7205 | 20.7205
WEST MELTON | WEST MELTON SECTION 3 | NPgY | NG FES - Community Renewables | Total storage capacity (MW) | BSP | 0.020305 | 0.11995 | 0.16486 | 0.17271 | 0.32462 | 0.94105 | 1.7675 | 2.4051 | 3.4817 | 4.0796 | 5.3209 | 6.5751 | 7.5597 | 9.1902 | 10.7419 | 12.0524 | 14.8738 | 16.6859 | 18.9818 | 22.0342 | 24.5955 | 28.8114 | 30.4934 | 31.3974 | 32.8257 | 33.2967 | 34.0664 | 34.4501 | 34.4501 | 34.4501 | 34.4501 | 34.4501 | 34.4501 | 34.4501
WHINMOOR | FERRYBRIDGE B | NPgY | NG FES - Community Renewables | Total storage capacity (MW) | BSP | 0.010923 | 0.052806 | 0.072568 | 0.075563 | 0.14225 | 0.44933 | 0.99858 | 1.418 | 2.1453 | 2.5412 | 3.4032 | 4.1353 | 4.6813 | 5.5201 | 6.3087 | 6.9788 | 8.537 | 9.5119 | 10.7962 | 12.4907 | 13.8964 | 16.2079 | 17.1166 | 17.6054 | 18.3738 | 18.6351 | 19.0492 | 19.2556 | 19.2556 | 19.2556 | 19.2556 | 19.2556 | 19.2556 | 19.2556
WOLD NEWTON | KEADBY | NPgY | NG FES - Community Renewables | Total storage capacity (MW) | BSP | 0.0058262 | 0.15802 | 0.2332 | 0.25315 | 0.49273 | 1.0352 | 2.1467 | 3.0651 | 4.3327 | 5.1531 | 6.6642 | 7.7136 | 8.6069 | 9.6264 | 10.734 | 11.6133 | 12.9052 | 13.4252 | 14.6786 | 16.2344 | 17.3301 | 19.1046 | 19.6367 | 19.9291 | 20.3389 | 20.5771 | 20.798 | 20.9081 | 20.9081 | 20.9081 | 20.9081 | 20.9081 | 20.9081 | 20.9081
YARBOROUGH ROAD 132/33KV | GRIMSBY WEST | NPgY | NG FES - Community Renewables | Total storage capacity (MW) | BSP | 0.010743 | 0.07141 | 0.11093 | 0.12345 | 0.2368 | 0.60453 | 1.2527 | 1.807 | 2.653 | 3.1834 | 4.1876 | 5.1095 | 5.8808 | 7.004 | 8.1379 | 9.069 | 10.7389 | 11.6977 | 13.1291 | 14.9803 | 16.4607 | 18.8874 | 19.7945 | 20.2843 | 21.04 | 21.325 | 21.7322 | 21.9352 | 21.9352 | 21.9352 | 21.9352 | 21.9352 | 21.9352 | 21.9352

## SP_wind capacity
Bulk Supply Point Name | Grid Supply Point Connected to | Licence area | Scenario name | Output parameter_Unit | Substation Type in Forecasting Model | 2017 | 2018 | 2019 | 2020 | 2021 | 2022 | 2023 | 2024 | 2025 | 2026 | 2027 | 2028 | 2029 | 2030 | 2031 | 2032 | 2033 | 2034 | 2035 | 2036 | 2037 | 2038 | 2039 | 2040 | 2041 | 2042 | 2043 | 2044 | 2045 | 2046 | 2047 | 2048 | 2049 | 2050
ANNFIELD | STELLA SOUTH | NPgN | NG FES - Steady Progression | Total wind capacity (MW) | BSP | 26.2899 | 26.2899 | 26.2999 | 26.3022 | 26.3048 | 26.3077 | 26.3108 | 26.3148 | 26.321 | 26.3314 | 26.349 | 26.3755 | 26.4073 | 26.4423 | 26.4772 | 26.5122 | 26.5472 | 26.5822 | 26.6171 | 26.6504 | 26.6819 | 26.7119 | 26.7404 | 26.7674 | 26.7931 | 26.8175 | 26.8407 | 26.8628 | 26.8837 | 26.9026 | 26.9195 | 26.9348 | 26.9486 | 26.9609
BARRACK ROAD | STELLA NORTH | NPgN | NG FES - Steady Progression | Total wind capacity (MW) | BSP | 0 | 0 | 0 | 7.7411e-05 | 0.00016492 | 0.0002586 | 0.00036181 | 0.00049588 | 0.0006995 | 0.0010428 | 0.0016279 | 0.0025046 | 0.0035559 | 0.0047142 | 0.0058709 | 0.0070287 | 0.0081865 | 0.0093454 | 0.010501 | 0.011602 | 0.012645 | 0.013638 | 0.014581 | 0.015477 | 0.016327 | 0.017135 | 0.017903 | 0.018632 | 0.019326 | 0.01995 | 0.020511 | 0.021017 | 0.021473 | 0.02188
BLUCHER | STELLA NORTH | NPgN | NG FES - Steady Progression | Total wind capacity (MW) | BSP | 0 | 0 | 0 | 0.00069761 | 0.0014862 | 0.0023304 | 0.0032606 | 0.0044687 | 0.0063038 | 0.0093975 | 0.01467 | 0.022571 | 0.032045 | 0.042483 | 0.052907 | 0.063341 | 0.073775 | 0.084219 | 0.094632 | 0.10455 | 0.11396 | 0.12291 | 0.1314 | 0.13948 | 0.14713 | 0.15442 | 0.16134 | 0.16791 | 0.17416 | 0.17979 | 0.18484 | 0.1894 | 0.19351 | 0.19718
BOWESFIELD | NORTON | NPgN | NG FES - Steady Progression | Total wind capacity (MW) | BSP | 10.3672 | 10.3672 | 10.3677 | 10.3692 | 10.3709 | 10.3727 | 10.3747 | 10.3773 | 10.3812 | 10.3879 | 10.3992 | 10.4161 | 10.4364 | 10.4587 | 10.4811 | 10.5034 | 10.5258 | 10.5482 | 10.5705 | 10.5917 | 10.6119 | 10.6311 | 10.6493 | 10.6666 | 10.683 | 10.6986 | 10.7134 | 10.7275 | 10.7409 | 10.7529 | 10.7637 | 10.7735 | 10.7823 | 10.7902
CHIRTON GRANGE | TYNEMOUTH | NPgN | NG FES - Steady Progression | Total wind capacity (MW) | BSP | 0 | 0 | 0 | 0.00053379 | 0.0011372 | 0.0017832 | 0.0024949 | 0.0034193 | 0.0048234 | 0.0071907 | 0.011225 | 0.017271 | 0.024519 | 0.032507 | 0.040483 | 0.048466 | 0.05645 | 0.064441 | 0.07241 | 0.079999 | 0.087197 | 0.094044 | 0.10054 | 0.10672 | 0.11258 | 0.11816 | 0.12345 | 0.12848 | 0.13326 | 0.13757 | 0.14143 | 0.14492 | 0.14806 | 0.15087
COALBURNS | STELLA SOUTH | NPgN | NG FES - Steady Progression | Total wind capacity (MW) | BSP | 2.351 | 2.351 | 2.3553 | 2.359 | 2.3631 | 2.3676 | 2.3725 | 2.3789 | 2.3885 | 2.4049 | 2.4327 | 2.4744 | 2.5243 | 2.5794 | 2.6344 | 2.6895 | 2.7445 | 2.7996 | 2.8546 | 2.9069 | 2.9565 | 3.0037 | 3.0486 | 3.0912 | 3.1316 | 3.17 | 3.2065 | 3.2412 | 3.2742 | 3.3039 | 3.3305 | 3.3546 | 3.3762 | 3.3956
DARLINGTON CENTRAL | NORTON | NPgN | NG FES - Steady Progression | Total wind capacity (MW) | BSP | 0.23169 | 0.23169 | 0.2329 | 0.23345 | 0.23407 | 0.23473 | 0.23546 | 0.23641 | 0.23786 | 0.24029 | 0.24443 | 0.25065 | 0.2581 | 0.26631 | 0.27451 | 0.28271 | 0.29092 | 0.29913 | 0.30732 | 0.31512 | 0.32252 | 0.32956 | 0.33624 | 0.34259 | 0.34861 | 0.35434 | 0.35978 | 0.36495 | 0.36987 | 0.37429 | 0.37826 | 0.38185 | 0.38508 | 0.38797
DARLINGTON NORTH | NORTON | NPgN | NG FES - Steady Progression | Total wind capacity (MW) | BSP | 12.4685 | 12.4685 | 12.4693 | 12.4707 | 12.4722 | 12.4739 | 12.4757 | 12.4781 | 12.4817 | 12.4878 | 12.4981 | 12.5136 | 12.5321 | 12.5526 | 12.573 | 12.5935 | 12.6139 | 12.6344 | 12.6548 | 12.6743 | 12.6927 | 12.7103 | 12.7269 | 12.7427 | 12.7577 | 12.772 | 12.7856 | 12.7985 | 12.8107 | 12.8218 | 12.8317 | 12.8406 | 12.8486 | 12.8558
DUNSTON | STELLA NORTH | NPgN | NG FES - Steady Progression | Total wind capacity (MW) | BSP | 1.122e-05 | 1.122e-05 | 1.1278e-05 | 0.00033133 | 0.00069313 | 0.0010804 | 0.0015072 | 0.0020615 | 0.0029034 | 0.0043227 | 0.0067417 | 0.010367 | 0.014713 | 0.019502 | 0.024284 | 0.029071 | 0.033858 | 0.03865 | 0.043427 | 0.047978 | 0.052294 | 0.056399 | 0.060295 | 0.064001 | 0.067515 | 0.070857 | 0.074032 | 0.077045 | 0.079914 | 0.082495 | 0.084812 | 0.086904 | 0.088789 | 0.090473
FLATWORTH | TYNEMOUTH | NPgN | NG FES - Steady Progression | Total wind capacity (MW) | BSP | 0 | 0 | 0 | 6.2084e-05 | 0.00013227 | 0.0002074 | 0.00029018 | 0.0003977 | 0.00056101 | 0.00083633 | 0.0013056 | 0.0020087 | 0.0028518 | 0.0037808 | 0.0047085 | 0.005637 | 0.0065656 | 0.0074951 | 0.0084218 | 0.0093045 | 0.010142 | 0.010938 | 0.011694 | 0.012413 | 0.013094 | 0.013743 | 0.014359 | 0.014943 | 0.015499 | 0.016 | 0.01645 | 0.016855 | 0.017221 | 0.017548
GOSFORTH | TYNEMOUTH | NPgN | NG FES - Steady Progression | Total wind capacity (MW) | BSP | 0.0060135 | 0.0060135 | 0.0060448 | 0.0061731 | 0.0063183 | 0.0064736 | 0.0066448 | 0.0068671 | 0.0072048 | 0.0077741 | 0.0087443 | 0.010198 | 0.011942 | 0.013863 | 0.015781 | 0.017701 | 0.019621 | 0.021543 | 0.023459 | 0.025284 | 0.027015 | 0.028662 | 0.030225 | 0.031711 | 0.03312 | 0.034461 | 0.035734 | 0.036943 | 0.038093 | 0.039129 | 0.040058 | 0.040897 | 0.041654 | 0.042329
HARROGATE 132/33KV | KNARESBOROUGH | NPgN | NG FES - Steady Progression | Total wind capacity (MW) | BSP | 16.2525 | 16.2525 | 16.2535 | 16.256 | 16.2588 | 16.2618 | 16.2652 | 16.2695 | 16.276 | 16.2871 | 16.3059 | 16.3341 | 16.3678 | 16.4051 | 16.4423 | 16.4795 | 16.5167 | 16.554 | 16.5911 | 16.6265 | 16.6601 | 16.692 | 16.7223 | 16.7511 | 16.7784 | 16.8044 | 16.8291 | 16.8525 | 16.8748 | 16.8949 | 16.9129 | 16.9292 | 16.9438 | 16.9569
HUSTHWAITE | KNARESBOROUGH | NPgN | NG FES - Steady Progression | Total wind capacity (MW) | BSP | 0.0017247 | 0.0017247 | 0.0017337 | 0.0034578 | 0.0054067 | 0.0074931 | 0.0097919 | 0.012778 | 0.017313 | 0.024959 | 0.03799 | 0.057517 | 0.08093 | 0.10673 | 0.13249 | 0.15828 | 0.18406 | 0.20987 | 0.23561 | 0.26012 | 0.28337 | 0.30549 | 0.32648 | 0.34644 | 0.36537 | 0.38337 | 0.40047 | 0.4167 | 0.43216 | 0.44606 | 0.45854 | 0.46981 | 0.47997 | 0.48904
LEEMING BAR_SKEEBY | NORTON | NPgN | NG FES - Steady Progression | Total wind capacity (MW) | BSP | 0.22166 | 0.22166 | 0.22281 | 0.23366 | 0.24591 | 0.25904 | 0.2735 | 0.29228 | 0.3208 | 0.3689 | 0.45086 | 0.57369 | 0.72095 | 0.88322 | 1.0453 | 1.2075 | 1.3697 | 1.532 | 1.6939 | 1.8481 | 1.9943 | 2.1334 | 2.2654 | 2.391 | 2.5101 | 2.6233 | 2.7309 | 2.833 | 2.9302 | 3.0176 | 3.0961 | 3.167 | 3.2309 | 3.2879
LINTON | BLYTH 132kV | NPgN | NG FES - Steady Progression | Total wind capacity (MW) | BSP | 77.0428 | 77.0428 | 77.0433 | 77.0495 | 77.0564 | 77.0638 | 77.072 | 77.0827 | 77.0989 | 77.1261 | 77.1726 | 77.2422 | 77.3256 | 77.4176 | 77.5095 | 77.6014 | 77.6933 | 77.7853 | 77.8771 | 77.9645 | 78.0474 | 78.1262 | 78.201 | 78.2722 | 78.3397 | 78.4038 | 78.4648 | 78.5227 | 78.5778 | 78.6273 | 78.6718 | 78.712 | 78.7482 | 78.7806
MALTON GRID | OSBALDWICK | NPgN | NG FES - Steady Progression | Total wind capacity (MW) | BSP | 2.1471 | 2.1471 | 2.1583 | 2.1676 | 2.178 | 2.1893 | 2.2016 | 2.2177 | 2.242 | 2.2831 | 2.3532 | 2.4581 | 2.584 | 2.7226 | 2.8611 | 2.9997 | 3.1383 | 3.277 | 3.4153 | 3.5471 | 3.6721 | 3.7909 | 3.9037 | 4.011 | 4.1128 | 4.2095 | 4.3014 | 4.3887 | 4.4717 | 4.5465 | 4.6136 | 4.6741 | 4.7287 | 4.7775
MELROSEGATE | OSBALDWICK | NPgN | NG FES - Steady Progression | Total wind capacity (MW) | BSP | 0.14828 | 0.14828 | 0.14905 | 0.15031 | 0.15173 | 0.15326 | 0.15493 | 0.15712 | 0.16043 | 0.16601 | 0.17553 | 0.18979 | 0.20689 | 0.22573 | 0.24454 | 0.26338 | 0.28221 | 0.30106 | 0.31985 | 0.33776 | 0.35474 | 0.37089 | 0.38621 | 0.4008 | 0.41462 | 0.42777 | 0.44026 | 0.45211 | 0.4634 | 0.47355 | 0.48267 | 0.4909 | 0.49831 | 0.50494
NORTH TEES | NORTON | NPgN | NG FES - Steady Progression | Total wind capacity (MW) | BSP | 0.0062079 | 0.0062079 | 0.0062402 | 0.0066156 | 0.0070399 | 0.0074942 | 0.0079947 | 0.0086448 | 0.0096323 | 0.011297 | 0.014134 | 0.018386 | 0.023483 | 0.029101 | 0.03471 | 0.040324 | 0.045938 | 0.051558 | 0.057162 | 0.062499 | 0.067561 | 0.072376 | 0.076946 | 0.081293 | 0.085414 | 0.089333 | 0.093057 | 0.096591 | 0.099956 | 0.10298 | 0.1057 | 0.10815 | 0.11037 | 0.11234
POTTER HOUSE | SPENNYMOOR | NPgN | NG FES - Steady Progression | Total wind capacity (MW) | BSP | 7.9971 | 7.9971 | 7.9992 | 8.0015 | 8.0041 | 8.007 | 8.0101 | 8.0141 | 8.0202 | 8.0305 | 8.048 | 8.0743 | 8.1058 | 8.1406 | 8.1752 | 8.2099 | 8.2447 | 8.2794 | 8.3141 | 8.3471 | 8.3784 | 8.4081 | 8.4364 | 8.4633 | 8.4887 | 8.513 | 8.536 | 8.5579 | 8.5787 | 8.5974 | 8.6142 | 8.6294 | 8.643 | 8.6552
RAVENSWORTH | STELLA SOUTH | NPgN | NG FES - Steady Progression | Total wind capacity (MW) | BSP | 0.010348 | 0.010348 | 0.010402 | 0.01076 | 0.011164 | 0.011597 | 0.012074 | 0.012694 | 0.013635 | 0.015221 | 0.017925 | 0.021977 | 0.026835 | 0.032189 | 0.037534 | 0.042885 | 0.048236 | 0.053591 | 0.058932 | 0.064018 | 0.068843 | 0.073431 | 0.077786 | 0.081929 | 0.085856 | 0.089592 | 0.093141 | 0.096509 | 0.099715 | 0.1026 | 0.10519 | 0.10753 | 0.10964 | 0.11152
SCARBOROUGH GRID | OSBALDWICK | NPgN | NG FES - Steady Progression | Total wind capacity (MW) | BSP | 0.5187 | 0.5187 | 0.52139 | 0.52511 | 0.52932 | 0.53382 | 0.53878 | 0.54522 | 0.555 | 0.57149 | 0.5996 | 0.64172 | 0.69222 | 0.74786 | 0.80343 | 0.85905 | 0.91467 | 0.97034 | 1.0259 | 1.0787 | 1.1289 | 1.1766 | 1.2218 | 1.2649 | 1.3057 | 1.3446 | 1.3815 | 1.4165 | 1.4498 | 1.4798 | 1.5067 | 1.531 | 1.5529 | 1.5725
SEAL SANDS | SALTHOLME | NPgN | NG FES - Steady Progression | Total wind capacity (MW) | BSP | 0 | 0 | 0 | 0 | 0 | 0 | 0 | 0 | 0 | 0 | 0 | 0 | 0 | 0 | 0 | 0 | 0 | 0 | 0 | 0 | 0 | 0 | 0 | 0 | 0 | 0 | 0 | 0 | 0 | 0 | 0 | 0 | 0 | 0
SPADEADAM 33KV | SPADEADAM | NPgN | NG FES - Steady Progression | Total wind capacity (MW) | BSP | 0.0015771 | 0.0015771 | 0.0015853 | 0.0016843 | 0.0017963 | 0.0019161 | 0.0020481 | 0.0022197 | 0.0024801 | 0.0029193 | 0.0036678 | 0.0047894 | 0.0061342 | 0.0076161 | 0.0090958 | 0.010577 | 0.012058 | 0.013541 | 0.015019 | 0.016427 | 0.017762 | 0.019033 | 0.020238 | 0.021385 | 0.022472 | 0.023506 | 0.024489 | 0.025421 | 0.026308 | 0.027107 | 0.027824 | 0.028471 | 0.029055 | 0.029576
SPENNYMOOR 132/66KV | SPENNYMOOR | NPgN | NG FES - Steady Progression | Total wind capacity (MW) | BSP | 43.8398 | 43.8398 | 43.8543 | 43.858 | 43.8622 | 43.8667 | 43.8717 | 43.8781 | 43.8879 | 43.9044 | 43.9324 | 43.9745 | 44.0249 | 44.0805 | 44.136 | 44.1915 | 44.247 | 44.3026 | 44.3581 | 44.4109 | 44.461 | 44.5086 | 44.5538 | 44.5968 | 44.6376 | 44.6763 | 44.7132 | 44.7481 | 44.7814 | 44.8114 | 44.8383 | 44.8625 | 44.8844 | 44.9039
TORONTO | SPENNYMOOR | NPgN | NG FES - Steady Progression | Total wind capacity (MW) | BSP | 23.2233 | 23.2233 | 23.2255 | 23.2275 | 23.2298 | 23.2322 | 23.2349 | 23.2384 | 23.2437 | 23.2527 | 23.268 | 23.2908 | 23.3183 | 23.3485 | 23.3787 | 23.4089 | 23.4391 | 23.4693 | 23.4994 | 23.5282 | 23.5554 | 23.5813 | 23.6059 | 23.6293 | 23.6514 | 23.6725 | 23.6926 | 23.7116 | 23.7297 | 23.746 | 23.7606 | 23.7738 | 23.7857 | 23.7963
WORMALD GREEN 132/33KV | KNARESBOROUGH | NPgN | NG FES - Steady Progression | Total wind capacity (MW) | BSP | 0.080214 | 0.080214 | 0.080631 | 0.08286 | 0.085379 | 0.088077 | 0.091049 | 0.094909 | 0.10077 | 0.11066 | 0.1275 | 0.15275 | 0.18302 | 0.21637 | 0.24967 | 0.28301 | 0.31635 | 0.34972 | 0.38299 | 0.41468 | 0.44474 | 0.47333 | 0.50046 | 0.52627 | 0.55074 | 0.57402 | 0.59613 | 0.61711 | 0.63709 | 0.65507 | 0.6712 | 0.68577 | 0.6989 | 0.71063
ATTERCLIFFE | WEST MELTON / THORPE MARSH | NPgY | NG FES - Steady Progression | Total wind capacity (MW) | BSP | 0 | 0 | 0 | 0.00097791 | 0.0020664 | 0.0032569 | 0.0045721 | 0.0062813 | 0.0088352 | 0.013183 | 0.020573 | 0.031664 | 0.04497 | 0.059598 | 0.074236 | 0.088876 | 0.10351 | 0.11815 | 0.13278 | 0.14668 | 0.15989 | 0.17245 | 0.18436 | 0.19569 | 0.20645 | 0.21667 | 0.22638 | 0.23561 | 0.24437 | 0.25225 | 0.25935 | 0.26574 | 0.27149 | 0.27665
BARUGH 132/66KV | WEST MELTON SECTION 3 | NPgY | NG FES - Steady Progression | Total wind capacity (MW) | BSP | 0.68632 | 0.70266 | 0.70637 | 0.70916 | 0.71228 | 0.71569 | 0.71945 | 0.72434 | 0.73165 | 0.74409 | 0.76524 | 0.79698 | 0.83506 | 0.87693 | 0.91882 | 0.96072 | 1.0026 | 1.0445 | 1.0864 | 1.1262 | 1.164 | 1.1999 | 1.234 | 1.2664 | 1.2972 | 1.3264 | 1.3542 | 1.3806 | 1.4057 | 1.4283 | 1.4486 | 1.4669 | 1.4833 | 1.4981
BEESTON ROYDS 132/33KV | KIRKSTALL B | NPgY | NG FES - Steady Progression | Total wind capacity (MW) | BSP | 2.5425 | 2.5436 | 2.5438 | 2.5454 | 2.5471 | 2.549 | 2.5512 | 2.5539 | 2.558 | 2.565 | 2.5769 | 2.5948 | 2.6162 | 2.6398 | 2.6634 | 2.687 | 2.7106 | 2.7342 | 2.7577 | 2.7801 | 2.8014 | 2.8216 | 2.8408 | 2.8591 | 2.8764 | 2.8929 | 2.9086 | 2.9234 | 2.9375 | 2.9502 | 2.9617 | 2.972 | 2.9812 | 2.9896
BEVERLEY 132/33KV | CREYKE BECK | NPgY | NG FES - Steady Progression | Total wind capacity (MW) | BSP | 53.1262 | 53.2547 | 53.2839 | 53.3003 | 53.3185 | 53.3384 | 53.3604 | 53.3891 | 53.4318 | 53.5046 | 53.6284 | 53.8141 | 54.0369 | 54.2819 | 54.527 | 54.7722 | 55.0173 | 55.2623 | 55.5074 | 55.7402 | 55.9614 | 56.1716 | 56.3711 | 56.5609 | 56.741 | 56.9122 | 57.0748 | 57.2293 | 57.376 | 57.508 | 57.6268 | 57.7338 | 57.8301 | 57.9166
BINGLEY 132/33KV | BRADFORD WEST | NPgY | NG FES - Steady Progression | Total wind capacity (MW) | BSP | 0.58044 | 0.59426 | 0.59739 | 0.59879 | 0.60035 | 0.60206 | 0.60394 | 0.60639 | 0.61004 | 0.61627 | 0.62685 | 0.64273 | 0.66178 | 0.68272 | 0.70368 | 0.72464 | 0.7456 | 0.76655 | 0.78751 | 0.80741 | 0.82632 | 0.8443 | 0.86136 | 0.87758 | 0.89299 | 0.90762 | 0.92152 | 0.93473 | 0.94727 | 0.95856 | 0.96872 | 0.97787 | 0.9861 | 0.9935
BLACKBURN MEADOWS B | WEST MELTON / THORPE MARSH | NPgY | NG FES - Steady Progression | Total wind capacity (MW) | BSP | 0 | 0 | 0 | 0.00045112 | 0.00095323 | 0.0015024 | 0.0021091 | 0.0028976 | 0.0040758 | 0.0060816 | 0.0094905 | 0.014607 | 0.020745 | 0.027493 | 0.034246 | 0.040999 | 0.047752 | 0.054503 | 0.061254 | 0.067666 | 0.07376 | 0.079551 | 0.085048 | 0.090275 | 0.095238 | 0.099952 | 0.10443 | 0.10869 | 0.11273 | 0.11637 | 0.11964 | 0.12259 | 0.12524 | 0.12762
BLYTON | KEADBY | NPgY | NG FES - Steady Progression | Total wind capacity (MW) | BSP | 2.5522 | 2.613 | 2.6268 | 2.6337 | 2.6414 | 2.6498 | 2.6591 | 2.6711 | 2.6891 | 2.7198 | 2.772 | 2.8502 | 2.9441 | 3.0474 | 3.1507 | 3.254 | 3.3573 | 3.4605 | 3.5638 | 3.6619 | 3.7551 | 3.8437 | 3.9278 | 4.0077 | 4.0837 | 4.1558 | 4.2243 | 4.2894 | 4.3512 | 4.4069 | 4.457 | 4.502 | 4.5426 | 4.5791
BRADFORD | BRADFORD WEST | NPgY | NG FES - Steady Progression | Total wind capacity (MW) | BSP | 0 | 0 | 0 | 0.0017421 | 0.0036811 | 0.005802 | 0.008145 | 0.01119 | 0.01574 | 0.023486 | 0.03665 | 0.056409 | 0.080112 | 0.10617 | 0.13225 | 0.15833 | 0.18441 | 0.21048 | 0.23655 | 0.26131 | 0.28484 | 0.30721 | 0.32844 | 0.34862 | 0.36779 | 0.38599 | 0.4033 | 0.41973 | 0.43533 | 0.44938 | 0.46202 | 0.4734 | 0.48365 | 0.49285
BRAMHAM | FERRYBRIDGE B | NPgY | NG FES - Steady Progression | Total wind capacity (MW) | BSP | 9.8289 | 9.832 | 9.8327 | 9.8392 | 9.8464 | 9.8542 | 9.8629 | 9.8742 | 9.891 | 9.9197 | 9.9684 | 10.0415 | 10.1292 | 10.2257 | 10.3222 | 10.4187 | 10.5152 | 10.6116 | 10.7081 | 10.7998 | 10.8868 | 10.9696 | 11.0482 | 11.1229 | 11.1938 | 11.2612 | 11.3252 | 11.386 | 11.4438 | 11.4957 | 11.5425 | 11.5846 | 11.6225 | 11.6566
BRANSHOLME | CREYKE BECK | NPgY | NG FES - Steady Progression | Total wind capacity (MW) | BSP | 0.45785 | 0.46875 | 0.47122 | 0.47274 | 0.47444 | 0.4763 | 0.47835 | 0.48101 | 0.48499 | 0.49177 | 0.50329 | 0.52057 | 0.54131 | 0.56411 | 0.58693 | 0.60975 | 0.63256 | 0.65538 | 0.67819 | 0.69985 | 0.72044 | 0.74001 | 0.75858 | 0.77624 | 0.79301 | 0.80894 | 0.82408 | 0.83846 | 0.85211 | 0.8644 | 0.87546 | 0.88542 | 0.89439 | 0.90244
BRIGHOUSE 132/33KV | ELLAND | NPgY | NG FES - Steady Progression | Total wind capacity (MW) | BSP | 0.14955 | 0.15311 | 0.15392 | 0.15655 | 0.15949 | 0.1627 | 0.16625 | 0.17086 | 0.17775 | 0.18948 | 0.20941 | 0.23933 | 0.27522 | 0.31468 | 0.35417 | 0.39366 | 0.43315 | 0.47262 | 0.5121 | 0.5496 | 0.58523 | 0.61909 | 0.65124 | 0.6818 | 0.71083 | 0.73839 | 0.76459 | 0.78947 | 0.81311 | 0.83437 | 0.85352 | 0.87075 | 0.88627 | 0.9002
DONCASTER B/THORPE MARSH | WEST MELTON / THORPE MARSH | NPgY | NG FES - Steady Progression | Total wind capacity (MW) | BSP | 67.1801 | 67.2059 | 67.2117 | 67.2213 | 67.2321 | 67.2438 | 67.2568 | 67.2736 | 67.2988 | 67.3417 | 67.4145 | 67.5239 | 67.655 | 67.7993 | 67.9436 | 68.0879 | 68.2322 | 68.3765 | 68.5208 | 68.6578 | 68.788 | 68.9118 | 69.0293 | 69.141 | 69.2471 | 69.3478 | 69.4436 | 69.5345 | 69.6209 | 69.6986 | 69.7686 | 69.8315 | 69.8883 | 69.9392
DONCASTER CENTRAL | WEST MELTON / THORPE MARSH | NPgY | NG FES - Steady Progression | Total wind capacity (MW) | BSP | 0 | 0 | 0 | 0.0014994 | 0.0031683 | 0.0049936 | 0.0070102 | 0.0096309 | 0.013547 | 0.020214 | 0.031544 | 0.04855 | 0.06895 | 0.091381 | 0.11382 | 0.13627 | 0.15871 | 0.18115 | 0.20359 | 0.2249 | 0.24516 | 0.26441 | 0.28268 | 0.30005 | 0.31655 | 0.33221 | 0.34711 | 0.36125 | 0.37468 | 0.38677 | 0.39765 | 0.40744 | 0.41627 | 0.42419
DRIFFIELD/BEVERLEY GROUP | CREYKE BECK | NPgY | NG FES - Steady Progression | Total wind capacity (MW) | BSP | 102.7206 | 102.9694 | 103.0259 | 103.0531 | 103.0835 | 103.1167 | 103.1533 | 103.201 | 103.2722 | 103.3935 | 103.5995 | 103.9088 | 104.2798 | 104.6877 | 105.0959 | 105.5041 | 105.9123 | 106.3204 | 106.7284 | 107.1161 | 107.4844 | 107.8344 | 108.1667 | 108.4826 | 108.7827 | 109.0676 | 109.3385 | 109.5957 | 109.84 | 110.0598 | 110.2577 | 110.4358 | 110.5962 | 110.7402
FEATHERSTONE | FERRYBRIDGE B | NPgY | NG FES - Steady Progression | Total wind capacity (MW) | BSP | 0.28297 | 0.28971 | 0.29124 | 0.2932 | 0.29539 | 0.29778 | 0.30043 | 0.30386 | 0.30899 | 0.31773 | 0.33258 | 0.35487 | 0.3816 | 0.411 | 0.44041 | 0.46983 | 0.49924 | 0.52865 | 0.55805 | 0.58599 | 0.61253 | 0.63776 | 0.6617 | 0.68447 | 0.70609 | 0.72662 | 0.74614 | 0.76467 | 0.78228 | 0.79812 | 0.81238 | 0.82521 | 0.83678 | 0.84715
GIRLINGTON | BRADFORD WEST | NPgY | NG FES - Steady Progression | Total wind capacity (MW) | BSP | 0 | 0 | 0 | 0.00098765 | 0.0020869 | 0.0032893 | 0.0046176 | 0.0063439 | 0.0089232 | 0.013315 | 0.020778 | 0.03198 | 0.045418 | 0.060192 | 0.074975 | 0.089761 | 0.10454 | 0.11933 | 0.13411 | 0.14814 | 0.16148 | 0.17416 | 0.1862 | 0.19764 | 0.20851 | 0.21883 | 0.22864 | 0.23795 | 0.2468 | 0.25476 | 0.26193 | 0.26838 | 0.27419 | 0.27941
HALIFAX 132/33KV | ELLAND | NPgY | NG FES - Steady Progression | Total wind capacity (MW) | BSP | 0.42379 | 0.43388 | 0.43617 | 0.4377 | 0.43941 | 0.44127 | 0.44334 | 0.44602 | 0.45002 | 0.45684 | 0.46842 | 0.48581 | 0.50667 | 0.5296 | 0.55255 | 0.5755 | 0.59845 | 0.62139 | 0.64433 | 0.66612 | 0.68683 | 0.70651 | 0.72519 | 0.74295 | 0.75982 | 0.77584 | 0.79107 | 0.80553 | 0.81926 | 0.83162 | 0.84275 | 0.85276 | 0.86178 | 0.86988
HECKMONDWIKE | SKELTON GRANGE | NPgY | NG FES - Steady Progression | Total wind capacity (MW) | BSP | 0.021059 | 0.02156 | 0.021674 | 0.023236 | 0.024974 | 0.026875 | 0.028975 | 0.031704 | 0.035782 | 0.042726 | 0.054526 | 0.072237 | 0.093483 | 0.11684 | 0.14022 | 0.1636 | 0.18697 | 0.21034 | 0.23371 | 0.2559 | 0.277 | 0.29704 | 0.31607 | 0.33416 | 0.35134 | 0.36766 | 0.38317 | 0.3979 | 0.41189 | 0.42448 | 0.43581 | 0.44601 | 0.4552 | 0.46345
HOLMFIELD | BRADFORD WEST | NPgY | NG FES - Steady Progression | Total wind capacity (MW) | BSP | 23.7364 | 23.7658 | 23.7725 | 23.7762 | 23.7803 | 23.7847 | 23.7897 | 23.7961 | 23.8057 | 23.8221 | 23.85 | 23.8917 | 23.9418 | 23.9969 | 24.0521 | 24.1072 | 24.1624 | 24.2175 | 24.2726 | 24.3249 | 24.3747 | 24.422 | 24.4669 | 24.5095 | 24.5501 | 24.5886 | 24.6251 | 24.6599 | 24.6929 | 24.7226 | 24.7493 | 24.7734 | 24.795 | 24.8145
HULL EAST 132/33KV | SALTEND NORTH | NPgY | NG FES - Steady Progression | Total wind capacity (MW) | BSP | 37.3409 | 37.4501 | 37.4748 | 37.4817 | 37.4894 | 37.4977 | 37.507 | 37.519 | 37.5369 | 37.5674 | 37.6193 | 37.6972 | 37.7907 | 37.8934 | 37.9962 | 38.099 | 38.2018 | 38.3046 | 38.4074 | 38.505 | 38.5977 | 38.6859 | 38.7696 | 38.8492 | 38.9247 | 38.9965 | 39.0647 | 39.1295 | 39.191 | 39.2464 | 39.2962 | 39.3411 | 39.3815 | 39.4177
HULL SOUTH | CREYKE BECK | NPgY | NG FES - Steady Progression | Total wind capacity (MW) | BSP | 0.039187 | 0.04012 | 0.040331 | 0.042516 | 0.044948 | 0.047607 | 0.050545 | 0.054364 | 0.060069 | 0.069782 | 0.08629 | 0.11107 | 0.14079 | 0.17347 | 0.20617 | 0.23888 | 0.27158 | 0.30427 | 0.33696 | 0.36802 | 0.39752 | 0.42557 | 0.45219 | 0.4775 | 0.50154 | 0.52436 | 0.54606 | 0.56667 | 0.58624 | 0.60385 | 0.61971 | 0.63397 | 0.64683 | 0.65837
HULL WEST | CREYKE BECK | NPgY | NG FES - Steady Progression | Total wind capacity (MW) | BSP | 12.9136 | 12.9473 | 12.9549 | 12.9655 | 12.9773 | 12.9902 | 13.0045 | 13.023 | 13.0507 | 13.0979 | 13.178 | 13.2983 | 13.4425 | 13.6012 | 13.7599 | 13.9186 | 14.0774 | 14.236 | 14.3947 | 14.5455 | 14.6887 | 14.8248 | 14.954 | 15.0769 | 15.1936 | 15.3044 | 15.4097 | 15.5097 | 15.6047 | 15.6902 | 15.7671 | 15.8364 | 15.8988 | 15.9548
HUMBERSTON | GRIMSBY WEST | NPgY | NG FES - Steady Progression | Total wind capacity (MW) | BSP | 24.6 | 24.6 | 24.6 | 24.6014 | 24.6029 | 24.6046 | 24.6065 | 24.6089 | 24.6125 | 24.6186 | 24.6291 | 24.6448 | 24.6636 | 24.6843 | 24.705 | 24.7257 | 24.7464 | 24.7671 | 24.7878 | 24.8074 | 24.8261 | 24.8439 | 24.8607 | 24.8768 | 24.892 | 24.9064 | 24.9202 | 24.9332 | 24.9456 | 24.9568 | 24.9668 | 24.9758 | 24.984 | 24.9913
HUNNINGLEY | WEST MELTON SECTION 3 | NPgY | NG FES - Steady Progression | Total wind capacity (MW) | BSP | 0 | 0 | 0 | 0.0012165 | 0.0025706 | 0.0040515 | 0.0056877 | 0.0078139 | 0.010991 | 0.0164 | 0.025593 | 0.03939 | 0.055942 | 0.074141 | 0.09235 | 0.11056 | 0.12877 | 0.14698 | 0.16518 | 0.18247 | 0.19891 | 0.21452 | 0.22935 | 0.24344 | 0.25683 | 0.26954 | 0.28162 | 0.2931 | 0.304 | 0.3138 | 0.32263 | 0.33058 | 0.33773 | 0.34416
HUNSHELF | WEST MELTON SECTION 3 | NPgY | NG FES - Steady Progression | Total wind capacity (MW) | BSP | 6.8855 | 6.8934 | 6.8952 | 6.8964 | 6.8978 | 6.8993 | 6.9009 | 6.9031 | 6.9063 | 6.9119 | 6.9212 | 6.9353 | 6.9521 | 6.9707 | 6.9892 | 7.0078 | 7.0263 | 7.0448 | 7.0634 | 7.081 | 7.0977 | 7.1136 | 7.1287 | 7.1431 | 7.1567 | 7.1697 | 7.182 | 7.1937 | 7.2048 | 7.2147 | 7.2237 | 7.2318 | 7.2391 | 7.2457
IMMINGHAM | GRIMSBY WEST | NPgY | NG FES - Steady Progression | Total wind capacity (MW) | BSP | 0.0054782 | 0.0056086 | 0.0056382 | 0.0076477 | 0.0098845 | 0.012331 | 0.015034 | 0.018546 | 0.023794 | 0.032729 | 0.047915 | 0.070707 | 0.098049 | 0.12811 | 0.15819 | 0.18828 | 0.21835 | 0.24843 | 0.2785 | 0.30707 | 0.33421 | 0.36001 | 0.3845 | 0.40778 | 0.42989 | 0.45089 | 0.47085 | 0.4898 | 0.50781 | 0.52401 | 0.53859 | 0.55172 | 0.56354 | 0.57415
KIRKHAW LANE | FERRYBRIDGE B | NPgY | NG FES - Steady Progression | Total wind capacity (MW) | BSP | 1.4 | 1.4333 | 1.4408 | 1.4439 | 1.4474 | 1.4512 | 1.4553 | 1.4608 | 1.4689 | 1.4827 | 1.5061 | 1.5413 | 1.5835 | 1.6299 | 1.6763 | 1.7227 | 1.7691 | 1.8155 | 1.862 | 1.906 | 1.9479 | 1.9877 | 2.0255 | 2.0615 | 2.0956 | 2.128 | 2.1588 | 2.1881 | 2.2158 | 2.2408 | 2.2634 | 2.2836 | 2.3019 | 2.3182
KIRKSTALL C 2/5 | KIRKSTALL B | NPgY | NG FES - Steady Progression | Total wind capacity (MW) | BSP | 0 | 0 | 0 | 0.0003196 | 0.00067533 | 0.0010644 | 0.0014942 | 0.0020529 | 0.0028875 | 0.0043086 | 0.0067236 | 0.010349 | 0.014697 | 0.019478 | 0.024262 | 0.029047 | 0.03383 | 0.038613 | 0.043396 | 0.047939 | 0.052256 | 0.056359 | 0.060253 | 0.063956 | 0.067473 | 0.070812 | 0.073987 | 0.077001 | 0.079865 | 0.082441 | 0.084761 | 0.086848 | 0.088728 | 0.090416
KIRKSTALL C/RING ROAD HORSFORTH | KIRKSTALL B | NPgY | NG FES - Steady Progression | Total wind capacity (MW) | BSP | 0.019812 | 0.020284 | 0.020391 | 0.022623 | 0.025108 | 0.027825 | 0.030827 | 0.034729 | 0.040558 | 0.050484 | 0.067352 | 0.09267 | 0.12304 | 0.15643 | 0.18985 | 0.22326 | 0.25668 | 0.29008 | 0.32349 | 0.35522 | 0.38537 | 0.41403 | 0.44123 | 0.46709 | 0.49165 | 0.51497 | 0.53715 | 0.5582 | 0.5782 | 0.59619 | 0.6124 | 0.62697 | 0.64011 | 0.6519
LEEDS EAST | SKELTON GRANGE | NPgY | NG FES - Steady Progression | Total wind capacity (MW) | BSP | 0.017901 | 0.018327 | 0.018424 | 0.019855 | 0.021448 | 0.023191 | 0.025116 | 0.027617 | 0.031355 | 0.037719 | 0.048534 | 0.064767 | 0.08424 | 0.10565 | 0.12707 | 0.1485 | 0.16992 | 0.19134 | 0.21276 | 0.2331 | 0.25244 | 0.27081 | 0.28825 | 0.30483 | 0.32058 | 0.33553 | 0.34975 | 0.36325 | 0.37607 | 0.38761 | 0.398 | 0.40734 | 0.41577 | 0.42332
LEEDS NORTH | SKELTON GRANGE | NPgY | NG FES - Steady Progression | Total wind capacity (MW) | BSP | 0 | 0 | 0 | 0.0011565 | 0.0024438 | 0.0038518 | 0.0054072 | 0.0074286 | 0.010449 | 0.015591 | 0.024331 | 0.037448 | 0.053184 | 0.070485 | 0.087796 | 0.10511 | 0.12242 | 0.13973 | 0.15704 | 0.17348 | 0.1891 | 0.20395 | 0.21804 | 0.23144 | 0.24416 | 0.25625 | 0.26774 | 0.27864 | 0.28901 | 0.29833 | 0.30672 | 0.31428 | 0.32108 | 0.32719
LINDLEY | ELLAND | NPgY | NG FES - Steady Progression | Total wind capacity (MW) | BSP | 0.82832 | 0.84805 | 0.85252 | 0.85483 | 0.8574 | 0.8602 | 0.86331 | 0.86734 | 0.87336 | 0.88362 | 0.90105 | 0.92722 | 0.9586 | 0.99311 | 1.0276 | 1.0622 | 1.0967 | 1.1312 | 1.1657 | 1.1985 | 1.2297 | 1.2593 | 1.2874 | 1.3141 | 1.3395 | 1.3636 | 1.3865 | 1.4083 | 1.429 | 1.4476 | 1.4643 | 1.4794 | 1.493 | 1.5051
LOW ROAD | SKELTON GRANGE | NPgY | NG FES - Steady Progression | Total wind capacity (MW) | BSP | 0.043221 | 0.04425 | 0.044484 | 0.045332 | 0.046277 | 0.04731 | 0.048451 | 0.049934 | 0.052149 | 0.055922 | 0.062333 | 0.071956 | 0.0835 | 0.096192 | 0.10889 | 0.12159 | 0.13429 | 0.14699 | 0.15969 | 0.17175 | 0.18321 | 0.1941 | 0.20444 | 0.21427 | 0.2236 | 0.23247 | 0.2409 | 0.2489 | 0.2565 | 0.26334 | 0.2695 | 0.27504 | 0.28003 | 0.28451
MALLARD WAY | WEST MELTON / THORPE MARSH | NPgY | NG FES - Steady Progression | Total wind capacity (MW) | BSP | 0 | 0 | 0 | 0.0017382 | 0.003673 | 0.0057891 | 0.0081269 | 0.011165 | 0.015705 | 0.023433 | 0.036568 | 0.056283 | 0.079934 | 0.10594 | 0.13195 | 0.15798 | 0.184 | 0.21001 | 0.23602 | 0.26073 | 0.28421 | 0.30652 | 0.3277 | 0.34784 | 0.36697 | 0.38513 | 0.4024 | 0.41879 | 0.43437 | 0.44838 | 0.46099 | 0.47235 | 0.48257 | 0.49175
MENSTON | BRADFORD WEST | NPgY | NG FES - Steady Progression | Total wind capacity (MW) | BSP | 0.22836 | 0.23379 | 0.23503 | 0.23615 | 0.23739 | 0.23876 | 0.24027 | 0.24222 | 0.24515 | 0.25013 | 0.2586 | 0.27131 | 0.28656 | 0.30333 | 0.3201 | 0.33688 | 0.35366 | 0.37043 | 0.3872 | 0.40313 | 0.41827 | 0.43266 | 0.44631 | 0.4593 | 0.47163 | 0.48334 | 0.49447 | 0.50504 | 0.51508 | 0.52412 | 0.53225 | 0.53957 | 0.54616 | 0.55208
MOSS ROAD | GRIMSBY WEST | NPgY | NG FES - Steady Progression | Total wind capacity (MW) | BSP | 0 | 0 | 0 | 0.0009884 | 0.0020885 | 0.0032918 | 0.0046211 | 0.0063487 | 0.00893 | 0.013325 | 0.020794 | 0.032004 | 0.045452 | 0.060238 | 0.075033 | 0.08983 | 0.10462 | 0.11942 | 0.13421 | 0.14826 | 0.16161 | 0.1743 | 0.18634 | 0.19779 | 0.20867 | 0.219 | 0.22881 | 0.23814 | 0.24699 | 0.25496 | 0.26213 | 0.26859 | 0.2744 | 0.27962
OSGODBY 1/2 | DRAX | NPgY | NG FES - Steady Progression | Total wind capacity (MW) | BSP | 0 | 0 | 0 | 0 | 0 | 0 | 0 | 0 | 0 | 0 | 0 | 0 | 0 | 0 | 0 | 0 | 0 | 0 | 0 | 0 | 0 | 0 | 0 | 0 | 0 | 0 | 0 | 0 | 0 | 0 | 0 | 0 | 0 | 0
OSGODBY 3/4 | DRAX | NPgY | NG FES - Steady Progression | Total wind capacity (MW) | BSP | 35.2532 | 35.276 | 35.2812 | 35.2911 | 35.3021 | 35.3142 | 35.3275 | 35.3448 | 35.3707 | 35.4147 | 35.4896 | 35.602 | 35.7368 | 35.8851 | 36.0334 | 36.1818 | 36.3301 | 36.4784 | 36.6267 | 36.7675 | 36.9014 | 37.0286 | 37.1493 | 37.2641 | 37.3732 | 37.4767 | 37.5751 | 37.6686 | 37.7574 | 37.8373 | 37.9092 | 37.9739 | 38.0322 | 38.0845
RODLEY | SKELTON GRANGE | NPgY | NG FES - Steady Progression | Total wind capacity (MW) | BSP | 0.018441 | 0.01888 | 0.018979 | 0.020522 | 0.022239 | 0.024117 | 0.026191 | 0.028888 | 0.032916 | 0.039775 | 0.051432 | 0.068929 | 0.089917 | 0.11299 | 0.13608 | 0.15918 | 0.18227 | 0.20535 | 0.22844 | 0.25037 | 0.2712 | 0.29101 | 0.3098 | 0.32768 | 0.34465 | 0.36077 | 0.37609 | 0.39064 | 0.40446 | 0.4169 | 0.42809 | 0.43817 | 0.44724 | 0.45539
SAINT ANDREWS ROAD 132/33KV | SKELTON GRANGE | NPgY | NG FES - Steady Progression | Total wind capacity (MW) | BSP | 0.13825 | 0.14154 | 0.14229 | 0.14414 | 0.14621 | 0.14846 | 0.15096 | 0.1542 | 0.15905 | 0.16729 | 0.18131 | 0.20235 | 0.22759 | 0.25534 | 0.28311 | 0.31088 | 0.33865 | 0.36641 | 0.39417 | 0.42054 | 0.4456 | 0.46941 | 0.49202 | 0.51351 | 0.53392 | 0.55331 | 0.57173 | 0.58923 | 0.60585 | 0.62081 | 0.63427 | 0.64638 | 0.6573 | 0.6671
SALTEND 132/33KV | SALTEND NORTH | NPgY | NG FES - Steady Progression | Total wind capacity (MW) | BSP | 0.037835 | 0.038735 | 0.03894 | 0.038948 | 0.038958 | 0.038968 | 0.038979 | 0.038994 | 0.039015 | 0.039053 | 0.039116 | 0.039211 | 0.039325 | 0.03945 | 0.039575 | 0.0397 | 0.039825 | 0.039951 | 0.040076 | 0.040195 | 0.040308 | 0.040415 | 0.040517 | 0.040614 | 0.040706 | 0.040793 | 0.040876 | 0.040955 | 0.04103 | 0.041098 | 0.041158 | 0.041213 | 0.041262 | 0.041306
SANTON | KEADBY | NPgY | NG FES - Steady Progression | Total wind capacity (MW) | BSP | 1.3311 | 1.3627 | 1.3699 | 1.3767 | 1.3842 | 1.3925 | 1.4016 | 1.4134 | 1.4311 | 1.4612 | 1.5124 | 1.5891 | 1.6812 | 1.7825 | 1.8838 | 1.9852 | 2.0865 | 2.1878 | 2.2891 | 2.3854 | 2.4768 | 2.5637 | 2.6462 | 2.7246 | 2.7991 | 2.8699 | 2.9371 | 3.0009 | 3.0616 | 3.1162 | 3.1653 | 3.2095 | 3.2493 | 3.2851
SCUNTHORPE NORTH | KEADBY | NPgY | NG FES - Steady Progression | Total wind capacity (MW) | BSP | 28.1752 | 28.1753 | 28.1753 | 28.1798 | 28.1847 | 28.1901 | 28.1961 | 28.2039 | 28.2155 | 28.2353 | 28.2689 | 28.3194 | 28.38 | 28.4465 | 28.5131 | 28.5797 | 28.6463 | 28.7129 | 28.7795 | 28.8428 | 28.9029 | 28.96 | 29.0142 | 29.0658 | 29.1147 | 29.1612 | 29.2054 | 29.2474 | 29.2873 | 29.3231 | 29.3554 | 29.3845 | 29.4107 | 29.4342
SCUNTHORPE SOUTH | KEADBY | NPgY | NG FES - Steady Progression | Total wind capacity (MW) | BSP | 0.48099 | 0.49244 | 0.49504 | 0.50289 | 0.51162 | 0.52118 | 0.53174 | 0.54546 | 0.56596 | 0.60086 | 0.66018 | 0.74921 | 0.85601 | 0.97344 | 1.0909 | 1.2085 | 1.3259 | 1.4434 | 1.5609 | 1.6725 | 1.7785 | 1.8793 | 1.9749 | 2.0659 | 2.1522 | 2.2343 | 2.3122 | 2.3863 | 2.4566 | 2.5199 | 2.5768 | 2.6281 | 2.6743 | 2.7158
SILSDEN | BRADFORD WEST | NPgY | NG FES - Steady Progression | Total wind capacity (MW) | BSP | 0.99908 | 1.0229 | 1.0283 | 1.0647 | 1.1054 | 1.1498 | 1.1988 | 1.2626 | 1.3579 | 1.5201 | 1.7958 | 2.2097 | 2.7061 | 3.2519 | 3.798 | 4.3443 | 4.8904 | 5.4364 | 5.9825 | 6.5011 | 6.9939 | 7.4623 | 7.9069 | 8.3296 | 8.7311 | 9.1123 | 9.4748 | 9.8189 | 10.1458 | 10.4399 | 10.7047 | 10.943 | 11.1577 | 11.3504
SOWERBY BRIDGE 132/33KV | ELLAND | NPgY | NG FES - Steady Progression | Total wind capacity (MW) | BSP | 21.484 | 21.5194 | 21.5274 | 21.5315 | 21.536 | 21.541 | 21.5465 | 21.5537 | 21.5643 | 21.5825 | 21.6135 | 21.6599 | 21.7155 | 21.7767 | 21.838 | 21.8992 | 21.9605 | 22.0217 | 22.0829 | 22.1411 | 22.1964 | 22.2489 | 22.2987 | 22.3461 | 22.3912 | 22.4339 | 22.4746 | 22.5131 | 22.5498 | 22.5828 | 22.6125 | 22.6392 | 22.6633 | 22.6849
STAYGATE | SKELTON GRANGE | NPgY | NG FES - Steady Progression | Total wind capacity (MW) | BSP | 0.071767 | 0.073476 | 0.073863 | 0.075295 | 0.076888 | 0.078631 | 0.080557 | 0.083059 | 0.086798 | 0.093163 | 0.10398 | 0.12022 | 0.1397 | 0.16111 | 0.18254 | 0.20397 | 0.2254 | 0.24683 | 0.26825 | 0.2886 | 0.30794 | 0.32632 | 0.34376 | 0.36035 | 0.3761 | 0.39106 | 0.40528 | 0.41878 | 0.43161 | 0.44315 | 0.45354 | 0.46289 | 0.47131 | 0.47887
THORNHILL 132KV | ELLAND | NPgY | NG FES - Steady Progression | Total wind capacity (MW) | BSP | 18.626 | 18.6484 | 18.6535 | 18.6565 | 18.6597 | 18.6633 | 18.6672 | 18.6723 | 18.68 | 18.693 | 18.7151 | 18.7483 | 18.7882 | 18.832 | 18.8758 | 18.9196 | 18.9635 | 19.0073 | 19.0511 | 19.0927 | 19.1323 | 19.1698 | 19.2055 | 19.2394 | 19.2717 | 19.3022 | 19.3313 | 19.3589 | 19.3852 | 19.4088 | 19.43 | 19.4491 | 19.4664 | 19.4818
WAKEFIELD MONCKTON ROAD | WEST MELTON SECTION 3 | NPgY | NG FES - Steady Progression | Total wind capacity (MW) | BSP | 0.04936 | 0.050535 | 0.050802 | 0.052063 | 0.053467 | 0.055002 | 0.056699 | 0.058903 | 0.062197 | 0.067805 | 0.077335 | 0.091639 | 0.1088 | 0.12767 | 0.14654 | 0.16542 | 0.1843 | 0.20318 | 0.22205 | 0.23998 | 0.25701 | 0.2732 | 0.28857 | 0.30318 | 0.31706 | 0.33024 | 0.34277 | 0.35466 | 0.36596 | 0.37613 | 0.38528 | 0.39352 | 0.40094 | 0.4076
WAKEFIELD NORTH | SKELTON GRANGE | NPgY | NG FES - Steady Progression | Total wind capacity (MW) | BSP | 0.093801 | 0.096035 | 0.096541 | 0.098576 | 0.10084 | 0.10332 | 0.10606 | 0.10961 | 0.11493 | 0.12397 | 0.13935 | 0.16243 | 0.19011 | 0.22055 | 0.25101 | 0.28148 | 0.31193 | 0.34239 | 0.37284 | 0.40176 | 0.42925 | 0.45537 | 0.48016 | 0.50374 | 0.52613 | 0.54739 | 0.5676 | 0.5868 | 0.60503 | 0.62143 | 0.6362 | 0.64949 | 0.66146 | 0.67221
WEST MELTON | WEST MELTON SECTION 3 | NPgY | NG FES - Steady Progression | Total wind capacity (MW) | BSP | 9.0174 | 9.0285 | 9.0311 | 9.0357 | 9.0408 | 9.0464 | 9.0527 | 9.0607 | 9.0728 | 9.0933 | 9.1282 | 9.1806 | 9.2435 | 9.3126 | 9.3817 | 9.4509 | 9.52 | 9.5892 | 9.6583 | 9.724 | 9.7864 | 9.8457 | 9.902 | 9.9555 | 10.0063 | 10.0546 | 10.1005 | 10.144 | 10.1854 | 10.2227 | 10.2562 | 10.2864 | 10.3135 | 10.3379
WHINMOOR | FERRYBRIDGE B | NPgY | NG FES - Steady Progression | Total wind capacity (MW) | BSP | 0.029273 | 0.02997 | 0.030128 | 0.031716 | 0.033483 | 0.035415 | 0.037551 | 0.040325 | 0.044472 | 0.051531 | 0.063527 | 0.081534 | 0.10313 | 0.12688 | 0.15065 | 0.17441 | 0.19818 | 0.22194 | 0.2457 | 0.26826 | 0.28971 | 0.31009 | 0.32943 | 0.34783 | 0.36529 | 0.38188 | 0.39765 | 0.41263 | 0.42685 | 0.43965 | 0.45117 | 0.46154 | 0.47088 | 0.47926
WOLD NEWTON | KEADBY | NPgY | NG FES - Steady Progression | Total wind capacity (MW) | BSP | 34.4882 | 34.5141 | 34.52 | 34.5293 | 34.5396 | 34.5508 | 34.5633 | 34.5795 | 34.6037 | 34.6448 | 34.7148 | 34.8198 | 34.9458 | 35.0843 | 35.2229 | 35.3616 | 35.5002 | 35.6387 | 35.7773 | 35.9089 | 36.034 | 36.1529 | 36.2657 | 36.373 | 36.4749 | 36.5717 | 36.6636 | 36.751 | 36.8339 | 36.9086 | 36.9758 | 37.0363 | 37.0907 | 37.1396
YARBOROUGH ROAD 132/33KV | GRIMSBY WEST | NPgY | NG FES - Steady Progression | Total wind capacity (MW) | BSP | 1.2262 | 1.2554 | 1.262 | 1.2644 | 1.267 | 1.27 | 1.2732 | 1.2774 | 1.2836 | 1.2942 | 1.3123 | 1.3394 | 1.372 | 1.4078 | 1.4436 | 1.4794 | 1.5152 | 1.551 | 1.5868 | 1.6208 | 1.6531 | 1.6838 | 1.713 | 1.7407 | 1.767 | 1.792 | 1.8157 | 1.8383 | 1.8597 | 1.879 | 1.8964 | 1.912 | 1.9261 | 1.9387

## SP_PV capacity - domestic
Bulk Supply Point Name | Grid Supply Point Connected to | Licence area | Scenario name | Output parameter_Unit | Substation Type in Forecasting Model | 2017 | 2018 | 2019 | 2020 | 2021 | 2022 | 2023 | 2024 | 2025 | 2026 | 2027 | 2028 | 2029 | 2030 | 2031 | 2032 | 2033 | 2034 | 2035 | 2036 | 2037 | 2038 | 2039 | 2040 | 2041 | 2042 | 2043 | 2044 | 2045 | 2046 | 2047 | 2048 | 2049 | 2050
ANNFIELD | STELLA SOUTH | NPgN | NG FES - Steady Progression | Total PV capacity - domestic (MW) | BSP | 4.7021 | 4.8631 | 4.9377 | 5.0617 | 5.1716 | 5.2693 | 5.3559 | 5.4457 | 5.5553 | 5.7009 | 5.8976 | 6.1101 | 6.3205 | 6.5226 | 6.7132 | 6.9025 | 7.0797 | 7.243 | 7.3893 | 7.5199 | 7.6364 | 7.753 | 7.8696 | 7.9861 | 8.1027 | 8.2192 | 8.3357 | 8.4523 | 8.5688 | 8.6854 | 8.8019 | 8.9185 | 9.035 | 9.1515
BARRACK ROAD | STELLA NORTH | NPgN | NG FES - Steady Progression | Total PV capacity - domestic (MW) | BSP | 0.39293 | 0.40639 | 0.41263 | 0.45734 | 0.49702 | 0.53224 | 0.5635 | 0.5959 | 0.63544 | 0.68797 | 0.75895 | 0.83564 | 0.91153 | 0.98447 | 1.0532 | 1.1216 | 1.1855 | 1.2444 | 1.2972 | 1.3443 | 1.3864 | 1.4284 | 1.4705 | 1.5125 | 1.5546 | 1.5966 | 1.6387 | 1.6807 | 1.7228 | 1.7649 | 1.8069 | 1.8489 | 1.891 | 1.933
BLUCHER | STELLA NORTH | NPgN | NG FES - Steady Progression | Total PV capacity - domestic (MW) | BSP | 3.739 | 3.8671 | 3.9264 | 4.0288 | 4.1196 | 4.2003 | 4.2718 | 4.346 | 4.4365 | 4.5568 | 4.7193 | 4.8948 | 5.0686 | 5.2356 | 5.393 | 5.5494 | 5.6958 | 5.8306 | 5.9515 | 6.0594 | 6.1557 | 6.252 | 6.3482 | 6.4445 | 6.5408 | 6.6371 | 6.7333 | 6.8296 | 6.9259 | 7.0222 | 7.1184 | 7.2147 | 7.311 | 7.4072
BOWESFIELD | NORTON | NPgN | NG FES - Steady Progression | Total PV capacity - domestic (MW) | BSP | 6.4553 | 6.6764 | 6.7788 | 6.9366 | 7.0765 | 7.2007 | 7.311 | 7.4252 | 7.5647 | 7.75 | 8.0003 | 8.2708 | 8.5384 | 8.7957 | 9.0382 | 9.2792 | 9.5047 | 9.7124 | 9.8987 | 10.0649 | 10.2132 | 10.3615 | 10.5098 | 10.6582 | 10.8065 | 10.9548 | 11.103 | 11.2514 | 11.3997 | 11.5481 | 11.6963 | 11.8446 | 11.9929 | 12.1412
CHIRTON GRANGE | TYNEMOUTH | NPgN | NG FES - Steady Progression | Total PV capacity - domestic (MW) | BSP | 3.1659 | 3.2744 | 3.3246 | 3.4283 | 3.5202 | 3.6019 | 3.6743 | 3.7494 | 3.8411 | 3.9628 | 4.1273 | 4.3051 | 4.481 | 4.6501 | 4.8095 | 4.9678 | 5.116 | 5.2525 | 5.3749 | 5.4842 | 5.5816 | 5.6791 | 5.7766 | 5.8741 | 5.9716 | 6.069 | 6.1665 | 6.2639 | 6.3614 | 6.4589 | 6.5563 | 6.6538 | 6.7513 | 6.8487
COALBURNS | STELLA SOUTH | NPgN | NG FES - Steady Progression | Total PV capacity - domestic (MW) | BSP | 3.0144 | 3.1176 | 3.1655 | 3.2359 | 3.2983 | 3.3538 | 3.403 | 3.454 | 3.5163 | 3.599 | 3.7107 | 3.8315 | 3.951 | 4.0658 | 4.1741 | 4.2816 | 4.3823 | 4.475 | 4.5582 | 4.6324 | 4.6985 | 4.7648 | 4.831 | 4.8972 | 4.9634 | 5.0296 | 5.0958 | 5.162 | 5.2282 | 5.2945 | 5.3606 | 5.4268 | 5.4931 | 5.5592
DARLINGTON CENTRAL | NORTON | NPgN | NG FES - Steady Progression | Total PV capacity - domestic (MW) | BSP | 2.4168 | 2.4996 | 2.538 | 2.5931 | 2.6419 | 2.6853 | 2.7238 | 2.7637 | 2.8124 | 2.8771 | 2.9645 | 3.059 | 3.1525 | 3.2423 | 3.327 | 3.4112 | 3.4899 | 3.5625 | 3.6275 | 3.6855 | 3.7373 | 3.7891 | 3.8409 | 3.8927 | 3.9445 | 3.9963 | 4.0481 | 4.0999 | 4.1517 | 4.2035 | 4.2553 | 4.3071 | 4.3589 | 4.4107
DARLINGTON NORTH | NORTON | NPgN | NG FES - Steady Progression | Total PV capacity - domestic (MW) | BSP | 3.5007 | 3.6206 | 3.6762 | 3.7651 | 3.8441 | 3.9141 | 3.9763 | 4.0408 | 4.1195 | 4.224 | 4.3652 | 4.5178 | 4.6688 | 4.8139 | 4.9507 | 5.0867 | 5.2139 | 5.331 | 5.4361 | 5.5299 | 5.6135 | 5.6972 | 5.7809 | 5.8646 | 5.9482 | 6.0319 | 6.1155 | 6.1992 | 6.2829 | 6.3666 | 6.4502 | 6.5339 | 6.6175 | 6.7012
DUNSTON | STELLA NORTH | NPgN | NG FES - Steady Progression | Total PV capacity - domestic (MW) | BSP | 3.2591 | 3.3707 | 3.4224 | 3.5598 | 3.6817 | 3.7899 | 3.8859 | 3.9855 | 4.1069 | 4.2683 | 4.4864 | 4.722 | 4.9551 | 5.1792 | 5.3905 | 5.6004 | 5.7968 | 5.9777 | 6.1399 | 6.2847 | 6.4139 | 6.5431 | 6.6723 | 6.8015 | 6.9307 | 7.0599 | 7.189 | 7.3182 | 7.4475 | 7.5767 | 7.7058 | 7.835 | 7.9642 | 8.0933
FLATWORTH | TYNEMOUTH | NPgN | NG FES - Steady Progression | Total PV capacity - domestic (MW) | BSP | 2.4435 | 2.5272 | 2.566 | 2.6204 | 2.6687 | 2.7115 | 2.7495 | 2.7889 | 2.837 | 2.9009 | 2.9872 | 3.0804 | 3.1727 | 3.2614 | 3.345 | 3.4281 | 3.5059 | 3.5775 | 3.6417 | 3.699 | 3.7502 | 3.8013 | 3.8525 | 3.9036 | 3.9547 | 4.0059 | 4.057 | 4.1081 | 4.1593 | 4.2104 | 4.2616 | 4.3127 | 4.3638 | 4.415
GOSFORTH | TYNEMOUTH | NPgN | NG FES - Steady Progression | Total PV capacity - domestic (MW) | BSP | 2.766 | 2.8607 | 2.9046 | 3.0031 | 3.0904 | 3.1679 | 3.2367 | 3.308 | 3.395 | 3.5106 | 3.6668 | 3.8356 | 4.0026 | 4.1631 | 4.3144 | 4.4648 | 4.6055 | 4.7351 | 4.8513 | 4.955 | 5.0476 | 5.1401 | 5.2327 | 5.3252 | 5.4178 | 5.5103 | 5.6028 | 5.6954 | 5.7879 | 5.8805 | 5.973 | 6.0656 | 6.1581 | 6.2506
HARROGATE 132/33KV | KNARESBOROUGH | NPgN | NG FES - Steady Progression | Total PV capacity - domestic (MW) | BSP | 1.8502 | 1.9136 | 1.943 | 2.0311 | 2.1093 | 2.1787 | 2.2402 | 2.3041 | 2.382 | 2.4855 | 2.6253 | 2.7764 | 2.926 | 3.0697 | 3.2051 | 3.3398 | 3.4657 | 3.5818 | 3.6858 | 3.7787 | 3.8615 | 3.9444 | 4.0272 | 4.1101 | 4.193 | 4.2758 | 4.3586 | 4.4415 | 4.5244 | 4.6072 | 4.69 | 4.7729 | 4.8558 | 4.9386
HUSTHWAITE | KNARESBOROUGH | NPgN | NG FES - Steady Progression | Total PV capacity - domestic (MW) | BSP | 1.7578 | 1.818 | 1.8459 | 1.8902 | 1.9295 | 1.9643 | 1.9953 | 2.0274 | 2.0665 | 2.1185 | 2.1888 | 2.2647 | 2.3398 | 2.412 | 2.4801 | 2.5478 | 2.6111 | 2.6694 | 2.7216 | 2.7683 | 2.8099 | 2.8515 | 2.8932 | 2.9348 | 2.9765 | 3.0181 | 3.0597 | 3.1013 | 3.143 | 3.1846 | 3.2262 | 3.2678 | 3.3095 | 3.3511
LEEMING BAR_SKEEBY | NORTON | NPgN | NG FES - Steady Progression | Total PV capacity - domestic (MW) | BSP | 7.5361 | 7.7942 | 7.9138 | 8.1303 | 8.3224 | 8.4929 | 8.6442 | 8.8011 | 8.9926 | 9.2469 | 9.5905 | 9.9618 | 10.3292 | 10.6823 | 11.0152 | 11.346 | 11.6556 | 11.9407 | 12.1963 | 12.4245 | 12.628 | 12.8316 | 13.0353 | 13.2389 | 13.4425 | 13.6461 | 13.8496 | 14.0532 | 14.2568 | 14.4605 | 14.6639 | 14.8675 | 15.0711 | 15.2746
LINTON | BLYTH 132kV | NPgN | NG FES - Steady Progression | Total PV capacity - domestic (MW) | BSP | 4.6945 | 4.8553 | 4.9298 | 5.0464 | 5.1499 | 5.2418 | 5.3233 | 5.4078 | 5.5109 | 5.6479 | 5.8331 | 6.0331 | 6.231 | 6.4212 | 6.6006 | 6.7788 | 6.9456 | 7.0992 | 7.2369 | 7.3598 | 7.4694 | 7.5791 | 7.6888 | 7.7985 | 7.9082 | 8.0179 | 8.1275 | 8.2372 | 8.3469 | 8.4566 | 8.5662 | 8.6759 | 8.7856 | 8.8952
MALTON GRID | OSBALDWICK | NPgN | NG FES - Steady Progression | Total PV capacity - domestic (MW) | BSP | 6.0048 | 6.2104 | 6.3057 | 6.4761 | 6.6274 | 6.7616 | 6.8807 | 7.0042 | 7.1549 | 7.355 | 7.6255 | 7.9178 | 8.207 | 8.4849 | 8.747 | 9.0074 | 9.251 | 9.4755 | 9.6767 | 9.8563 | 10.0165 | 10.1768 | 10.3371 | 10.4974 | 10.6576 | 10.8179 | 10.9781 | 11.1383 | 11.2986 | 11.4589 | 11.6191 | 11.7794 | 11.9396 | 12.0998
MELROSEGATE | OSBALDWICK | NPgN | NG FES - Steady Progression | Total PV capacity - domestic (MW) | BSP | 7.255 | 7.5035 | 7.6187 | 7.806 | 7.9723 | 8.1198 | 8.2508 | 8.3866 | 8.5523 | 8.7724 | 9.0698 | 9.3911 | 9.7091 | 10.0147 | 10.3028 | 10.5891 | 10.857 | 11.1038 | 11.3251 | 11.5225 | 11.6987 | 11.8749 | 12.0511 | 12.2274 | 12.4036 | 12.5798 | 12.7559 | 12.9321 | 13.1083 | 13.2846 | 13.4607 | 13.6369 | 13.8131 | 13.9893
NORTH TEES | NORTON | NPgN | NG FES - Steady Progression | Total PV capacity - domestic (MW) | BSP | 4.3463 | 4.4951 | 4.5641 | 4.6897 | 4.8012 | 4.9001 | 4.9879 | 5.0789 | 5.19 | 5.3375 | 5.5369 | 5.7523 | 5.9655 | 6.1703 | 6.3635 | 6.5554 | 6.735 | 6.9004 | 7.0487 | 7.1811 | 7.2992 | 7.4173 | 7.5355 | 7.6536 | 7.7717 | 7.8898 | 8.0079 | 8.126 | 8.2442 | 8.3623 | 8.4804 | 8.5985 | 8.7166 | 8.8347
POTTER HOUSE | SPENNYMOOR | NPgN | NG FES - Steady Progression | Total PV capacity - domestic (MW) | BSP | 4.6867 | 4.8472 | 4.9217 | 5.0508 | 5.1654 | 5.2672 | 5.3575 | 5.4511 | 5.5653 | 5.717 | 5.9221 | 6.1436 | 6.3628 | 6.5735 | 6.7722 | 6.9696 | 7.1542 | 7.3244 | 7.4769 | 7.6131 | 7.7345 | 7.856 | 7.9775 | 8.099 | 8.2205 | 8.3419 | 8.4634 | 8.5849 | 8.7063 | 8.8279 | 8.9493 | 9.0708 | 9.1922 | 9.3137
RAVENSWORTH | STELLA SOUTH | NPgN | NG FES - Steady Progression | Total PV capacity - domestic (MW) | BSP | 1.5727 | 1.6266 | 1.6515 | 1.6923 | 1.7284 | 1.7605 | 1.789 | 1.8185 | 1.8546 | 1.9024 | 1.9671 | 2.037 | 2.1061 | 2.1726 | 2.2352 | 2.2975 | 2.3557 | 2.4094 | 2.4575 | 2.5004 | 2.5387 | 2.5771 | 2.6154 | 2.6537 | 2.692 | 2.7303 | 2.7686 | 2.8069 | 2.8453 | 2.8836 | 2.9219 | 2.9602 | 2.9985 | 3.0368
SCARBOROUGH GRID | OSBALDWICK | NPgN | NG FES - Steady Progression | Total PV capacity - domestic (MW) | BSP | 4.1865 | 4.3299 | 4.3963 | 4.534 | 4.6562 | 4.7647 | 4.861 | 4.9608 | 5.0825 | 5.2443 | 5.4629 | 5.6991 | 5.9328 | 6.1574 | 6.3692 | 6.5796 | 6.7765 | 6.9579 | 7.1205 | 7.2656 | 7.3951 | 7.5246 | 7.6542 | 7.7837 | 7.9132 | 8.0427 | 8.1722 | 8.3017 | 8.4312 | 8.5608 | 8.6902 | 8.8197 | 8.9492 | 9.0787
SEAL SANDS | SALTHOLME | NPgN | NG FES - Steady Progression | Total PV capacity - domestic (MW) | BSP | 0 | 0 | 0 | 0 | 0 | 0 | 0 | 0 | 0 | 0 | 0 | 0 | 0 | 0 | 0 | 0 | 0 | 0 | 0 | 0 | 0 | 0 | 0 | 0 | 0 | 0 | 0 | 0 | 0 | 0 | 0 | 0 | 0 | 0
SPADEADAM 33KV | SPADEADAM | NPgN | NG FES - Steady Progression | Total PV capacity - domestic (MW) | BSP | 0.11997 | 0.12408 | 0.12599 | 0.12787 | 0.12953 | 0.13101 | 0.13233 | 0.13369 | 0.13535 | 0.13756 | 0.14054 | 0.14376 | 0.14695 | 0.15002 | 0.15291 | 0.15578 | 0.15847 | 0.16094 | 0.16316 | 0.16514 | 0.16691 | 0.16867 | 0.17044 | 0.17221 | 0.17398 | 0.17574 | 0.17751 | 0.17928 | 0.18104 | 0.18281 | 0.18458 | 0.18635 | 0.18811 | 0.18988
SPENNYMOOR 132/66KV | SPENNYMOOR | NPgN | NG FES - Steady Progression | Total PV capacity - domestic (MW) | BSP | 7.7771 | 8.0434 | 8.1669 | 8.356 | 8.5238 | 8.6727 | 8.8048 | 8.9418 | 9.109 | 9.3311 | 9.6312 | 9.9555 | 10.2764 | 10.5848 | 10.8755 | 11.1645 | 11.4348 | 11.6838 | 11.9071 | 12.1064 | 12.2841 | 12.4619 | 12.6398 | 12.8176 | 12.9954 | 13.1732 | 13.351 | 13.5288 | 13.7066 | 13.8845 | 14.0622 | 14.24 | 14.4178 | 14.5956
TORONTO | SPENNYMOOR | NPgN | NG FES - Steady Progression | Total PV capacity - domestic (MW) | BSP | 4.4051 | 4.556 | 4.6259 | 4.7296 | 4.8216 | 4.9032 | 4.9757 | 5.0508 | 5.1425 | 5.2643 | 5.4289 | 5.6067 | 5.7826 | 5.9517 | 6.1112 | 6.2696 | 6.4178 | 6.5544 | 6.6768 | 6.7861 | 6.8835 | 6.9811 | 7.0786 | 7.1761 | 7.2736 | 7.3711 | 7.4685 | 7.566 | 7.6636 | 7.7611 | 7.8585 | 7.956 | 8.0535 | 8.151
WORMALD GREEN 132/33KV | KNARESBOROUGH | NPgN | NG FES - Steady Progression | Total PV capacity - domestic (MW) | BSP | 3.0591 | 3.1638 | 3.2124 | 3.2912 | 3.3612 | 3.4233 | 3.4784 | 3.5355 | 3.6052 | 3.6978 | 3.8229 | 3.9581 | 4.0919 | 4.2205 | 4.3418 | 4.4622 | 4.5749 | 4.6788 | 4.7719 | 4.8549 | 4.9291 | 5.0032 | 5.0774 | 5.1515 | 5.2257 | 5.2998 | 5.3739 | 5.448 | 5.5222 | 5.5963 | 5.6704 | 5.7446 | 5.8187 | 5.8928
ATTERCLIFFE | WEST MELTON / THORPE MARSH | NPgY | NG FES - Steady Progression | Total PV capacity - domestic (MW) | BSP | 2.4009 | 2.4349 | 2.4723 | 2.5397 | 2.5996 | 2.6527 | 2.6998 | 2.7487 | 2.8082 | 2.8874 | 2.9945 | 3.1101 | 3.2246 | 3.3345 | 3.4382 | 3.5412 | 3.6376 | 3.7265 | 3.8061 | 3.8772 | 3.9406 | 4.004 | 4.0674 | 4.1308 | 4.1942 | 4.2576 | 4.321 | 4.3844 | 4.4478 | 4.5112 | 4.5746 | 4.6381 | 4.7015 | 4.7649
BARUGH 132/66KV | WEST MELTON SECTION 3 | NPgY | NG FES - Steady Progression | Total PV capacity - domestic (MW) | BSP | 5.8179 | 5.9004 | 5.9909 | 6.1037 | 6.2038 | 6.2927 | 6.3715 | 6.4533 | 6.5529 | 6.6854 | 6.8645 | 7.0579 | 7.2494 | 7.4333 | 7.6068 | 7.7791 | 7.9404 | 8.089 | 8.2221 | 8.341 | 8.4471 | 8.5532 | 8.6593 | 8.7653 | 8.8714 | 8.9775 | 9.0836 | 9.1896 | 9.2957 | 9.4018 | 9.5078 | 9.6139 | 9.72 | 9.826
BEESTON ROYDS 132/33KV | KIRKSTALL B | NPgY | NG FES - Steady Progression | Total PV capacity - domestic (MW) | BSP | 4.1734 | 4.2326 | 4.2976 | 4.412 | 4.5136 | 4.6037 | 4.6836 | 4.7666 | 4.8677 | 5.0021 | 5.1838 | 5.38 | 5.5743 | 5.7608 | 5.9368 | 6.1116 | 6.2753 | 6.426 | 6.5611 | 6.6817 | 6.7893 | 6.897 | 7.0045 | 7.1121 | 7.2197 | 7.3273 | 7.435 | 7.5426 | 7.6502 | 7.7578 | 7.8654 | 7.973 | 8.0806 | 8.1882
BEVERLEY 132/33KV | CREYKE BECK | NPgY | NG FES - Steady Progression | Total PV capacity - domestic (MW) | BSP | 5.4659 | 5.5434 | 5.6284 | 5.819 | 5.9882 | 6.1383 | 6.2714 | 6.4096 | 6.578 | 6.8019 | 7.1045 | 7.4314 | 7.7549 | 8.0656 | 8.3588 | 8.6499 | 8.9224 | 9.1735 | 9.3985 | 9.5994 | 9.7786 | 9.9579 | 10.1371 | 10.3163 | 10.4955 | 10.6747 | 10.854 | 11.0332 | 11.2124 | 11.3917 | 11.5708 | 11.7501 | 11.9293 | 12.1086
BINGLEY 132/33KV | BRADFORD WEST | NPgY | NG FES - Steady Progression | Total PV capacity - domestic (MW) | BSP | 2.7162 | 2.7548 | 2.797 | 2.8943 | 2.9806 | 3.0572 | 3.1251 | 3.1956 | 3.2815 | 3.3957 | 3.5501 | 3.7168 | 3.8818 | 4.0404 | 4.1899 | 4.3385 | 4.4775 | 4.6056 | 4.7204 | 4.8229 | 4.9143 | 5.0058 | 5.0972 | 5.1886 | 5.28 | 5.3715 | 5.4629 | 5.5543 | 5.6458 | 5.7372 | 5.8286 | 5.9201 | 6.0115 | 6.103
BLACKBURN MEADOWS B | WEST MELTON / THORPE MARSH | NPgY | NG FES - Steady Progression | Total PV capacity - domestic (MW) | BSP | 1.2217 | 1.2391 | 1.2581 | 1.2851 | 1.3091 | 1.3304 | 1.3493 | 1.3689 | 1.3927 | 1.4245 | 1.4674 | 1.5138 | 1.5596 | 1.6037 | 1.6453 | 1.6866 | 1.7252 | 1.7608 | 1.7927 | 1.8212 | 1.8466 | 1.8721 | 1.8975 | 1.9229 | 1.9483 | 1.9737 | 1.9991 | 2.0246 | 2.05 | 2.0754 | 2.1008 | 2.1262 | 2.1516 | 2.1771
BLYTON | KEADBY | NPgY | NG FES - Steady Progression | Total PV capacity - domestic (MW) | BSP | 6.062 | 6.148 | 6.2423 | 6.3007 | 6.3524 | 6.3984 | 6.4391 | 6.4814 | 6.5329 | 6.6014 | 6.694 | 6.794 | 6.893 | 6.9881 | 7.0778 | 7.1669 | 7.2503 | 7.3271 | 7.396 | 7.4574 | 7.5123 | 7.5671 | 7.622 | 7.6768 | 7.7316 | 7.7865 | 7.8413 | 7.8962 | 7.951 | 8.0059 | 8.0607 | 8.1156 | 8.1704 | 8.2252
BRADFORD | BRADFORD WEST | NPgY | NG FES - Steady Progression | Total PV capacity - domestic (MW) | BSP | 2.0226 | 2.0513 | 2.0828 | 2.2064 | 2.3162 | 2.4136 | 2.4999 | 2.5896 | 2.6988 | 2.8441 | 3.0404 | 3.2525 | 3.4623 | 3.6639 | 3.8541 | 4.043 | 4.2198 | 4.3827 | 4.5287 | 4.659 | 4.7753 | 4.8916 | 5.0079 | 5.1241 | 5.2404 | 5.3567 | 5.473 | 5.5892 | 5.7055 | 5.8218 | 5.9381 | 6.0544 | 6.1706 | 6.2869
BRAMHAM | FERRYBRIDGE B | NPgY | NG FES - Steady Progression | Total PV capacity - domestic (MW) | BSP | 3.6557 | 3.7076 | 3.7644 | 3.8519 | 3.9295 | 3.9984 | 4.0594 | 4.1228 | 4.2001 | 4.3028 | 4.4416 | 4.5915 | 4.7399 | 4.8825 | 5.017 | 5.1506 | 5.2756 | 5.3908 | 5.494 | 5.5862 | 5.6684 | 5.7506 | 5.8328 | 5.915 | 5.9972 | 6.0795 | 6.1617 | 6.2439 | 6.3261 | 6.4084 | 6.4906 | 6.5728 | 6.655 | 6.7372
BRANSHOLME | CREYKE BECK | NPgY | NG FES - Steady Progression | Total PV capacity - domestic (MW) | BSP | 4.6267 | 4.6924 | 4.7644 | 4.8547 | 4.9349 | 5.0061 | 5.0692 | 5.1347 | 5.2145 | 5.3206 | 5.464 | 5.619 | 5.7723 | 5.9196 | 6.0586 | 6.1966 | 6.3258 | 6.4448 | 6.5515 | 6.6467 | 6.7317 | 6.8167 | 6.9016 | 6.9865 | 7.0715 | 7.1565 | 7.2414 | 7.3264 | 7.4113 | 7.4963 | 7.5812 | 7.6662 | 7.7512 | 7.8361
BRIGHOUSE 132/33KV | ELLAND | NPgY | NG FES - Steady Progression | Total PV capacity - domestic (MW) | BSP | 3.4067 | 3.455 | 3.508 | 3.6123 | 3.7049 | 3.7871 | 3.86 | 3.9357 | 4.0279 | 4.1505 | 4.3161 | 4.4951 | 4.6722 | 4.8424 | 5.0029 | 5.1623 | 5.3115 | 5.4489 | 5.5721 | 5.6821 | 5.7803 | 5.8784 | 5.9765 | 6.0747 | 6.1728 | 6.2709 | 6.3691 | 6.4672 | 6.5653 | 6.6634 | 6.7615 | 6.8597 | 6.9578 | 7.056
DONCASTER B/THORPE MARSH | WEST MELTON / THORPE MARSH | NPgY | NG FES - Steady Progression | Total PV capacity - domestic (MW) | BSP | 19.5277 | 19.8047 | 20.1085 | 20.3957 | 20.6505 | 20.8767 | 21.0772 | 21.2854 | 21.5391 | 21.8764 | 22.3322 | 22.8247 | 23.312 | 23.7801 | 24.2218 | 24.6604 | 25.0709 | 25.4492 | 25.7882 | 26.0909 | 26.3609 | 26.6309 | 26.9009 | 27.1709 | 27.4408 | 27.7108 | 27.9809 | 28.2509 | 28.5209 | 28.7909 | 29.0609 | 29.331 | 29.6009 | 29.871
DONCASTER CENTRAL | WEST MELTON / THORPE MARSH | NPgY | NG FES - Steady Progression | Total PV capacity - domestic (MW) | BSP | 1.9427 | 1.9702 | 2.0005 | 2.0449 | 2.0843 | 2.1192 | 2.1503 | 2.1825 | 2.2217 | 2.2739 | 2.3443 | 2.4205 | 2.4959 | 2.5683 | 2.6366 | 2.7044 | 2.7679 | 2.8264 | 2.8788 | 2.9256 | 2.9674 | 3.0091 | 3.0509 | 3.0926 | 3.1344 | 3.1761 | 3.2179 | 3.2597 | 3.3014 | 3.3432 | 3.3849 | 3.4267 | 3.4684 | 3.5102
DRIFFIELD/BEVERLEY GROUP | CREYKE BECK | NPgY | NG FES - Steady Progression | Total PV capacity - domestic (MW) | BSP | 9.3793 | 9.5124 | 9.6583 | 9.9061 | 10.126 | 10.3211 | 10.4941 | 10.6738 | 10.8927 | 11.1837 | 11.577 | 12.0019 | 12.4224 | 12.8263 | 13.2074 | 13.5858 | 13.9401 | 14.2664 | 14.5589 | 14.8201 | 15.0531 | 15.2861 | 15.519 | 15.7519 | 15.9849 | 16.2179 | 16.4509 | 16.6838 | 16.9168 | 17.1498 | 17.3827 | 17.6158 | 17.8487 | 18.0817
FEATHERSTONE | FERRYBRIDGE B | NPgY | NG FES - Steady Progression | Total PV capacity - domestic (MW) | BSP | 4.5822 | 4.6472 | 4.7185 | 4.8281 | 4.9253 | 5.0116 | 5.0881 | 5.1676 | 5.2644 | 5.3931 | 5.5671 | 5.755 | 5.9409 | 6.1196 | 6.2881 | 6.4555 | 6.6121 | 6.7565 | 6.8858 | 7.0013 | 7.1044 | 7.2074 | 7.3104 | 7.4135 | 7.5165 | 7.6195 | 7.7226 | 7.8256 | 7.9286 | 8.0317 | 8.1347 | 8.2377 | 8.3408 | 8.4438
GIRLINGTON | BRADFORD WEST | NPgY | NG FES - Steady Progression | Total PV capacity - domestic (MW) | BSP | 0.96643 | 0.98014 | 0.99518 | 1.0653 | 1.1275 | 1.1827 | 1.2317 | 1.2825 | 1.3445 | 1.4268 | 1.5381 | 1.6583 | 1.7773 | 1.8916 | 1.9994 | 2.1065 | 2.2067 | 2.2991 | 2.3818 | 2.4557 | 2.5217 | 2.5876 | 2.6535 | 2.7194 | 2.7853 | 2.8512 | 2.9172 | 2.9831 | 3.049 | 3.1149 | 3.1808 | 3.2468 | 3.3127 | 3.3786
HALIFAX 132/33KV | ELLAND | NPgY | NG FES - Steady Progression | Total PV capacity - domestic (MW) | BSP | 0.76186 | 0.77267 | 0.78452 | 0.82415 | 0.85932 | 0.89054 | 0.91821 | 0.94694 | 0.98196 | 1.0285 | 1.0914 | 1.1594 | 1.2266 | 1.2912 | 1.3522 | 1.4127 | 1.4694 | 1.5216 | 1.5684 | 1.6101 | 1.6474 | 1.6847 | 1.7219 | 1.7592 | 1.7964 | 1.8337 | 1.871 | 1.9082 | 1.9455 | 1.9828 | 2.02 | 2.0573 | 2.0945 | 2.1318
HECKMONDWIKE | SKELTON GRANGE | NPgY | NG FES - Steady Progression | Total PV capacity - domestic (MW) | BSP | 3.3896 | 3.4377 | 3.4904 | 3.576 | 3.652 | 3.7194 | 3.7792 | 3.8413 | 3.917 | 4.0176 | 4.1535 | 4.3003 | 4.4456 | 4.5852 | 4.7169 | 4.8477 | 4.9701 | 5.0829 | 5.184 | 5.2743 | 5.3548 | 5.4353 | 5.5158 | 5.5963 | 5.6768 | 5.7573 | 5.8379 | 5.9184 | 5.9989 | 6.0794 | 6.1599 | 6.2404 | 6.321 | 6.4015
HOLMFIELD | BRADFORD WEST | NPgY | NG FES - Steady Progression | Total PV capacity - domestic (MW) | BSP | 4.1806 | 4.2399 | 4.305 | 4.439 | 4.558 | 4.6636 | 4.7572 | 4.8544 | 4.9728 | 5.1303 | 5.3431 | 5.573 | 5.8005 | 6.0191 | 6.2253 | 6.43 | 6.6217 | 6.7983 | 6.9565 | 7.0978 | 7.2239 | 7.3499 | 7.476 | 7.602 | 7.7281 | 7.8541 | 7.9802 | 8.1062 | 8.2323 | 8.3583 | 8.4844 | 8.6105 | 8.7365 | 8.8626
HULL EAST 132/33KV | SALTEND NORTH | NPgY | NG FES - Steady Progression | Total PV capacity - domestic (MW) | BSP | 3.6757 | 3.7278 | 3.785 | 3.8878 | 3.9791 | 4.06 | 4.1318 | 4.2064 | 4.2972 | 4.4179 | 4.5811 | 4.7574 | 4.9319 | 5.0995 | 5.2576 | 5.4146 | 5.5616 | 5.697 | 5.8184 | 5.9267 | 6.0234 | 6.1201 | 6.2167 | 6.3134 | 6.41 | 6.5067 | 6.6034 | 6.7 | 6.7967 | 6.8934 | 6.99 | 7.0867 | 7.1834 | 7.28
HULL SOUTH | CREYKE BECK | NPgY | NG FES - Steady Progression | Total PV capacity - domestic (MW) | BSP | 2.1831 | 2.214 | 2.248 | 2.3611 | 2.4615 | 2.5506 | 2.6296 | 2.7116 | 2.8115 | 2.9444 | 3.124 | 3.318 | 3.5099 | 3.6943 | 3.8683 | 4.0411 | 4.2028 | 4.3518 | 4.4854 | 4.6046 | 4.711 | 4.8174 | 4.9237 | 5.0301 | 5.1364 | 5.2428 | 5.3492 | 5.4555 | 5.5619 | 5.6682 | 5.7746 | 5.881 | 5.9873 | 6.0937
HULL WEST | CREYKE BECK | NPgY | NG FES - Steady Progression | Total PV capacity - domestic (MW) | BSP | 3.418 | 3.4665 | 3.5197 | 3.6358 | 3.7389 | 3.8304 | 3.9115 | 3.9957 | 4.0983 | 4.2347 | 4.4191 | 4.6183 | 4.8154 | 5.0047 | 5.1833 | 5.3607 | 5.5268 | 5.6798 | 5.8169 | 5.9393 | 6.0485 | 6.1577 | 6.2669 | 6.3761 | 6.4853 | 6.5945 | 6.7038 | 6.813 | 6.9222 | 7.0314 | 7.1406 | 7.2498 | 7.359 | 7.4682
HUMBERSTON | GRIMSBY WEST | NPgY | NG FES - Steady Progression | Total PV capacity - domestic (MW) | BSP | 1.6708 | 1.6945 | 1.7205 | 1.7937 | 1.8587 | 1.9163 | 1.9674 | 2.0205 | 2.0851 | 2.1711 | 2.2872 | 2.4127 | 2.5369 | 2.6562 | 2.7688 | 2.8805 | 2.9852 | 3.0816 | 3.1679 | 3.2451 | 3.3139 | 3.3827 | 3.4515 | 3.5203 | 3.5891 | 3.6579 | 3.7267 | 3.7955 | 3.8643 | 3.9332 | 4.002 | 4.0708 | 4.1396 | 4.2084
HUNNINGLEY | WEST MELTON SECTION 3 | NPgY | NG FES - Steady Progression | Total PV capacity - domestic (MW) | BSP | 3.2068 | 3.2523 | 3.3022 | 3.3472 | 3.387 | 3.4224 | 3.4538 | 3.4864 | 3.5261 | 3.5789 | 3.6502 | 3.7273 | 3.8035 | 3.8768 | 3.9459 | 4.0145 | 4.0788 | 4.138 | 4.191 | 4.2384 | 4.2806 | 4.3229 | 4.3651 | 4.4074 | 4.4496 | 4.4919 | 4.5341 | 4.5764 | 4.6186 | 4.6609 | 4.7031 | 4.7454 | 4.7876 | 4.8299
HUNSHELF | WEST MELTON SECTION 3 | NPgY | NG FES - Steady Progression | Total PV capacity - domestic (MW) | BSP | 3.2556 | 3.3018 | 3.3525 | 3.4007 | 3.4435 | 3.4815 | 3.5152 | 3.5502 | 3.5928 | 3.6494 | 3.726 | 3.8087 | 3.8906 | 3.9692 | 4.0434 | 4.1171 | 4.1861 | 4.2496 | 4.3065 | 4.3574 | 4.4028 | 4.4481 | 4.4935 | 4.5388 | 4.5842 | 4.6295 | 4.6749 | 4.7202 | 4.7656 | 4.811 | 4.8563 | 4.9017 | 4.947 | 4.9924
IMMINGHAM | GRIMSBY WEST | NPgY | NG FES - Steady Progression | Total PV capacity - domestic (MW) | BSP | 2.8612 | 2.9018 | 2.9463 | 2.985 | 3.0194 | 3.0499 | 3.077 | 3.1051 | 3.1393 | 3.1848 | 3.2463 | 3.3127 | 3.3785 | 3.4416 | 3.5012 | 3.5604 | 3.6157 | 3.6668 | 3.7125 | 3.7533 | 3.7898 | 3.8262 | 3.8626 | 3.899 | 3.9354 | 3.9719 | 4.0083 | 4.0447 | 4.0811 | 4.1176 | 4.154 | 4.1904 | 4.2269 | 4.2633
KIRKHAW LANE | FERRYBRIDGE B | NPgY | NG FES - Steady Progression | Total PV capacity - domestic (MW) | BSP | 3.1397 | 3.1842 | 3.233 | 3.3008 | 3.3609 | 3.4143 | 3.4616 | 3.5107 | 3.5705 | 3.6501 | 3.7576 | 3.8738 | 3.9887 | 4.0992 | 4.2033 | 4.3068 | 4.4037 | 4.4929 | 4.5729 | 4.6443 | 4.7079 | 4.7716 | 4.8353 | 4.899 | 4.9627 | 5.0264 | 5.0901 | 5.1538 | 5.2175 | 5.2812 | 5.3449 | 5.4086 | 5.4723 | 5.536
KIRKSTALL C 2/5 | KIRKSTALL B | NPgY | NG FES - Steady Progression | Total PV capacity - domestic (MW) | BSP | 0.19979 | 0.20263 | 0.20573 | 0.22899 | 0.24963 | 0.26794 | 0.28418 | 0.30105 | 0.32159 | 0.3489 | 0.38582 | 0.4257 | 0.46517 | 0.50308 | 0.53884 | 0.57436 | 0.60761 | 0.63824 | 0.6657 | 0.69021 | 0.71207 | 0.73394 | 0.75581 | 0.77767 | 0.79953 | 0.8214 | 0.84327 | 0.86514 | 0.887 | 0.90887 | 0.93073 | 0.9526 | 0.97447 | 0.99633
KIRKSTALL C/RING ROAD HORSFORTH | KIRKSTALL B | NPgY | NG FES - Steady Progression | Total PV capacity - domestic (MW) | BSP | 3.9169 | 3.9724 | 4.0334 | 4.1958 | 4.3399 | 4.4679 | 4.5813 | 4.6991 | 4.8425 | 5.0333 | 5.2911 | 5.5697 | 5.8453 | 6.1101 | 6.3599 | 6.608 | 6.8402 | 7.0542 | 7.2459 | 7.4171 | 7.5699 | 7.7226 | 7.8753 | 8.028 | 8.1807 | 8.3334 | 8.4862 | 8.6389 | 8.7916 | 8.9443 | 9.097 | 9.2498 | 9.4025 | 9.5552
LEEDS EAST | SKELTON GRANGE | NPgY | NG FES - Steady Progression | Total PV capacity - domestic (MW) | BSP | 1.608 | 1.6308 | 1.6558 | 1.76 | 1.8524 | 1.9344 | 2.0072 | 2.0827 | 2.1747 | 2.297 | 2.4623 | 2.6409 | 2.8176 | 2.9874 | 3.1476 | 3.3066 | 3.4555 | 3.5927 | 3.7156 | 3.8254 | 3.9233 | 4.0213 | 4.1192 | 4.2171 | 4.315 | 4.4129 | 4.5109 | 4.6088 | 4.7067 | 4.8046 | 4.9025 | 5.0005 | 5.0984 | 5.1963
LEEDS NORTH | SKELTON GRANGE | NPgY | NG FES - Steady Progression | Total PV capacity - domestic (MW) | BSP | 1.2685 | 1.2865 | 1.3062 | 1.3904 | 1.465 | 1.5313 | 1.5901 | 1.6511 | 1.7255 | 1.8243 | 1.9579 | 2.1022 | 2.245 | 2.3822 | 2.5116 | 2.6402 | 2.7605 | 2.8713 | 2.9707 | 3.0594 | 3.1385 | 3.2176 | 3.2968 | 3.3759 | 3.455 | 3.5341 | 3.6133 | 3.6924 | 3.7715 | 3.8506 | 3.9297 | 4.0089 | 4.088 | 4.1671
LINDLEY | ELLAND | NPgY | NG FES - Steady Progression | Total PV capacity - domestic (MW) | BSP | 4.5144 | 4.5784 | 4.6486 | 4.7735 | 4.8844 | 4.9827 | 5.0699 | 5.1605 | 5.2708 | 5.4175 | 5.6158 | 5.83 | 6.0419 | 6.2455 | 6.4376 | 6.6283 | 6.8069 | 6.9714 | 7.1188 | 7.2505 | 7.3679 | 7.4854 | 7.6028 | 7.7202 | 7.8376 | 7.955 | 8.0725 | 8.1899 | 8.3073 | 8.4248 | 8.5422 | 8.6597 | 8.7771 | 8.8945
LOW ROAD | SKELTON GRANGE | NPgY | NG FES - Steady Progression | Total PV capacity - domestic (MW) | BSP | 1.4389 | 1.4593 | 1.4817 | 1.5435 | 1.5982 | 1.6469 | 1.69 | 1.7347 | 1.7893 | 1.8618 | 1.9598 | 2.0657 | 2.1704 | 2.2711 | 2.366 | 2.4603 | 2.5486 | 2.6299 | 2.7028 | 2.7679 | 2.8259 | 2.884 | 2.942 | 3 | 3.0581 | 3.1161 | 3.1742 | 3.2322 | 3.2903 | 3.3483 | 3.4064 | 3.4644 | 3.5225 | 3.5805
MALLARD WAY | WEST MELTON / THORPE MARSH | NPgY | NG FES - Steady Progression | Total PV capacity - domestic (MW) | BSP | 1.3144 | 1.3331 | 1.3535 | 1.405 | 1.4507 | 1.4913 | 1.5272 | 1.5645 | 1.61 | 1.6705 | 1.7522 | 1.8405 | 1.9279 | 2.0118 | 2.091 | 2.1696 | 2.2432 | 2.311 | 2.3718 | 2.4261 | 2.4745 | 2.5229 | 2.5713 | 2.6197 | 2.6681 | 2.7165 | 2.7649 | 2.8133 | 2.8617 | 2.9101 | 2.9585 | 3.007 | 3.0554 | 3.1038
MENSTON | BRADFORD WEST | NPgY | NG FES - Steady Progression | Total PV capacity - domestic (MW) | BSP | 2.749 | 2.788 | 2.8307 | 2.9075 | 2.9757 | 3.0362 | 3.0898 | 3.1455 | 3.2134 | 3.3036 | 3.4255 | 3.5572 | 3.6875 | 3.8127 | 3.9309 | 4.0482 | 4.158 | 4.2591 | 4.3498 | 4.4308 | 4.503 | 4.5752 | 4.6474 | 4.7196 | 4.7918 | 4.864 | 4.9363 | 5.0085 | 5.0807 | 5.1529 | 5.2251 | 5.2974 | 5.3696 | 5.4418
MOSS ROAD | GRIMSBY WEST | NPgY | NG FES - Steady Progression | Total PV capacity - domestic (MW) | BSP | 0.86332 | 0.87557 | 0.889 | 0.94134 | 0.9878 | 1.029 | 1.0656 | 1.1035 | 1.1498 | 1.2113 | 1.2944 | 1.3841 | 1.473 | 1.5583 | 1.6388 | 1.7188 | 1.7936 | 1.8626 | 1.9243 | 1.9795 | 2.0287 | 2.078 | 2.1272 | 2.1764 | 2.2256 | 2.2748 | 2.3241 | 2.3733 | 2.4225 | 2.4717 | 2.5209 | 2.5702 | 2.6194 | 2.6686
OSGODBY 1/2 | DRAX | NPgY | NG FES - Steady Progression | Total PV capacity - domestic (MW) | BSP | 0 | 0 | 0 | 0 | 0 | 0 | 0 | 0 | 0 | 0 | 0 | 0 | 0 | 0 | 0 | 0 | 0 | 0 | 0 | 0 | 0 | 0 | 0 | 0 | 0 | 0 | 0 | 0 | 0 | 0 | 0 | 0 | 0 | 0
OSGODBY 3/4 | DRAX | NPgY | NG FES - Steady Progression | Total PV capacity - domestic (MW) | BSP | 0.74802 | 0.75863 | 0.77026 | 0.8616 | 0.94265 | 1.0146 | 1.0784 | 1.1446 | 1.2253 | 1.3325 | 1.4775 | 1.6341 | 1.7891 | 1.938 | 2.0785 | 2.218 | 2.3486 | 2.4689 | 2.5767 | 2.673 | 2.7588 | 2.8447 | 2.9306 | 3.0165 | 3.1023 | 3.1882 | 3.2741 | 3.36 | 3.4458 | 3.5317 | 3.6176 | 3.7035 | 3.7894 | 3.8752
RODLEY | SKELTON GRANGE | NPgY | NG FES - Steady Progression | Total PV capacity - domestic (MW) | BSP | 2.5808 | 2.6174 | 2.6575 | 2.7693 | 2.8685 | 2.9565 | 3.0345 | 3.1156 | 3.2143 | 3.3456 | 3.523 | 3.7146 | 3.9043 | 4.0864 | 4.2583 | 4.429 | 4.5888 | 4.736 | 4.8679 | 4.9857 | 5.0908 | 5.1959 | 5.301 | 5.406 | 5.5111 | 5.6162 | 5.7213 | 5.8264 | 5.9314 | 6.0365 | 6.1416 | 6.2467 | 6.3518 | 6.4568
SAINT ANDREWS ROAD 132/33KV | SKELTON GRANGE | NPgY | NG FES - Steady Progression | Total PV capacity - domestic (MW) | BSP | 2.8456 | 2.886 | 2.9302 | 3.0303 | 3.1192 | 3.198 | 3.2679 | 3.3405 | 3.4289 | 3.5465 | 3.7054 | 3.8771 | 4.047 | 4.2102 | 4.3641 | 4.517 | 4.6601 | 4.792 | 4.9102 | 5.0157 | 5.1098 | 5.2039 | 5.2981 | 5.3922 | 5.4863 | 5.5804 | 5.6746 | 5.7687 | 5.8628 | 5.9569 | 6.051 | 6.1452 | 6.2393 | 6.3334
SALTEND 132/33KV | SALTEND NORTH | NPgY | NG FES - Steady Progression | Total PV capacity - domestic (MW) | BSP | 0.0031936 | 0.0032389 | 0.0032886 | 0.0033675 | 0.0034376 | 0.0034999 | 0.003555 | 0.0036123 | 0.0036821 | 0.0037748 | 0.0039002 | 0.0040357 | 0.0041697 | 0.0042985 | 0.00442 | 0.0045406 | 0.0046536 | 0.0047576 | 0.0048509 | 0.0049341 | 0.0050084 | 0.0050827 | 0.0051569 | 0.0052312 | 0.0053054 | 0.0053797 | 0.005454 | 0.0055283 | 0.0056025 | 0.0056768 | 0.0057511 | 0.0058254 | 0.0058996 | 0.0059739
SANTON | KEADBY | NPgY | NG FES - Steady Progression | Total PV capacity - domestic (MW) | BSP | 6.1031 | 6.1896 | 6.2846 | 6.3746 | 6.4545 | 6.5254 | 6.5883 | 6.6536 | 6.7331 | 6.8389 | 6.9818 | 7.1362 | 7.289 | 7.4358 | 7.5743 | 7.7118 | 7.8405 | 7.9591 | 8.0654 | 8.1603 | 8.245 | 8.3296 | 8.4143 | 8.4989 | 8.5836 | 8.6682 | 8.7529 | 8.8376 | 8.9222 | 9.0069 | 9.0915 | 9.1762 | 9.2609 | 9.3455
SCUNTHORPE NORTH | KEADBY | NPgY | NG FES - Steady Progression | Total PV capacity - domestic (MW) | BSP | 3.1646 | 3.2095 | 3.2587 | 3.3198 | 3.3741 | 3.4223 | 3.465 | 3.5093 | 3.5633 | 3.6351 | 3.7322 | 3.837 | 3.9408 | 4.0405 | 4.1345 | 4.2279 | 4.3153 | 4.3959 | 4.468 | 4.5325 | 4.59 | 4.6475 | 4.7049 | 4.7624 | 4.8199 | 4.8774 | 4.9349 | 4.9924 | 5.0499 | 5.1074 | 5.1649 | 5.2224 | 5.2799 | 5.3373
SCUNTHORPE SOUTH | KEADBY | NPgY | NG FES - Steady Progression | Total PV capacity - domestic (MW) | BSP | 7.158 | 7.2595 | 7.3709 | 7.4787 | 7.5745 | 7.6594 | 7.7347 | 7.8129 | 7.9082 | 8.0349 | 8.2061 | 8.3911 | 8.5741 | 8.75 | 8.9159 | 9.0806 | 9.2348 | 9.3769 | 9.5042 | 9.6179 | 9.7193 | 9.8208 | 9.9222 | 10.0236 | 10.125 | 10.2264 | 10.3278 | 10.4292 | 10.5307 | 10.6321 | 10.7335 | 10.8349 | 10.9363 | 11.0378
SILSDEN | BRADFORD WEST | NPgY | NG FES - Steady Progression | Total PV capacity - domestic (MW) | BSP | 4.9651 | 5.0355 | 5.1128 | 5.2996 | 5.4654 | 5.6125 | 5.743 | 5.8785 | 6.0435 | 6.2629 | 6.5595 | 6.8799 | 7.1969 | 7.5015 | 7.7888 | 8.0741 | 8.3412 | 8.5873 | 8.8079 | 9.0048 | 9.1804 | 9.3561 | 9.5318 | 9.7074 | 9.883 | 10.0587 | 10.2344 | 10.4101 | 10.5857 | 10.7614 | 10.937 | 11.1127 | 11.2884 | 11.464
SOWERBY BRIDGE 132/33KV | ELLAND | NPgY | NG FES - Steady Progression | Total PV capacity - domestic (MW) | BSP | 3.4936 | 3.5431 | 3.5975 | 3.7082 | 3.8064 | 3.8937 | 3.971 | 4.0513 | 4.1491 | 4.2791 | 4.4549 | 4.6448 | 4.8327 | 5.0132 | 5.1835 | 5.3526 | 5.5109 | 5.6568 | 5.7875 | 5.9042 | 6.0083 | 6.1124 | 6.2165 | 6.3206 | 6.4247 | 6.5288 | 6.633 | 6.7371 | 6.8412 | 6.9453 | 7.0494 | 7.1535 | 7.2576 | 7.3618
STAYGATE | SKELTON GRANGE | NPgY | NG FES - Steady Progression | Total PV capacity - domestic (MW) | BSP | 2.8444 | 2.8848 | 2.929 | 3.0305 | 3.1205 | 3.2004 | 3.2712 | 3.3448 | 3.4344 | 3.5536 | 3.7146 | 3.8886 | 4.0608 | 4.2262 | 4.3822 | 4.5372 | 4.6822 | 4.8159 | 4.9356 | 5.0426 | 5.138 | 5.2334 | 5.3288 | 5.4241 | 5.5195 | 5.6149 | 5.7103 | 5.8057 | 5.9011 | 5.9965 | 6.0919 | 6.1873 | 6.2827 | 6.3781
THORNHILL 132KV | ELLAND | NPgY | NG FES - Steady Progression | Total PV capacity - domestic (MW) | BSP | 6.3562 | 6.4463 | 6.5452 | 6.7036 | 6.8442 | 6.969 | 7.0797 | 7.1945 | 7.3345 | 7.5206 | 7.7721 | 8.0438 | 8.3126 | 8.5709 | 8.8146 | 9.0566 | 9.2831 | 9.4918 | 9.6788 | 9.8458 | 9.9948 | 10.1438 | 10.2927 | 10.4417 | 10.5906 | 10.7396 | 10.8886 | 11.0375 | 11.1865 | 11.3355 | 11.4844 | 11.6334 | 11.7824 | 11.9314
WAKEFIELD MONCKTON ROAD | WEST MELTON SECTION 3 | NPgY | NG FES - Steady Progression | Total PV capacity - domestic (MW) | BSP | 2.3191 | 2.352 | 2.3881 | 2.4584 | 2.5208 | 2.5762 | 2.6253 | 2.6763 | 2.7385 | 2.8211 | 2.9327 | 3.0533 | 3.1727 | 3.2873 | 3.3955 | 3.5029 | 3.6034 | 3.6961 | 3.7791 | 3.8532 | 3.9194 | 3.9855 | 4.0516 | 4.1177 | 4.1839 | 4.25 | 4.3161 | 4.3823 | 4.4484 | 4.5145 | 4.5806 | 4.6468 | 4.7129 | 4.779
WAKEFIELD NORTH | SKELTON GRANGE | NPgY | NG FES - Steady Progression | Total PV capacity - domestic (MW) | BSP | 3.9308 | 3.9865 | 4.0477 | 4.1682 | 4.2752 | 4.3702 | 4.4544 | 4.5418 | 4.6483 | 4.7899 | 4.9813 | 5.1881 | 5.3927 | 5.5892 | 5.7747 | 5.9588 | 6.1312 | 6.29 | 6.4323 | 6.5594 | 6.6727 | 6.7861 | 6.8995 | 7.0128 | 7.1262 | 7.2395 | 7.3529 | 7.4663 | 7.5796 | 7.693 | 7.8063 | 7.9197 | 8.0331 | 8.1465
WEST MELTON | WEST MELTON SECTION 3 | NPgY | NG FES - Steady Progression | Total PV capacity - domestic (MW) | BSP | 10.2897 | 10.4357 | 10.5958 | 10.8039 | 10.9887 | 11.1526 | 11.298 | 11.4489 | 11.6328 | 11.8773 | 12.2077 | 12.5647 | 12.918 | 13.2574 | 13.5775 | 13.8954 | 14.1931 | 14.4673 | 14.713 | 14.9324 | 15.1281 | 15.3239 | 15.5196 | 15.7153 | 15.911 | 16.1067 | 16.3025 | 16.4982 | 16.6939 | 16.8897 | 17.0854 | 17.2812 | 17.4769 | 17.6726
WHINMOOR | FERRYBRIDGE B | NPgY | NG FES - Steady Progression | Total PV capacity - domestic (MW) | BSP | 3.8166 | 3.8707 | 3.9301 | 4.0421 | 4.1415 | 4.2297 | 4.3079 | 4.3891 | 4.488 | 4.6195 | 4.7973 | 4.9893 | 5.1794 | 5.3619 | 5.5341 | 5.7052 | 5.8653 | 6.0128 | 6.145 | 6.263 | 6.3683 | 6.4736 | 6.5789 | 6.6842 | 6.7895 | 6.8948 | 7.0001 | 7.1054 | 7.2106 | 7.316 | 7.4212 | 7.5266 | 7.6318 | 7.7371
WOLD NEWTON | KEADBY | NPgY | NG FES - Steady Progression | Total PV capacity - domestic (MW) | BSP | 5.3697 | 5.4459 | 5.5294 | 5.5892 | 5.6422 | 5.6892 | 5.7309 | 5.7742 | 5.827 | 5.8972 | 5.992 | 6.0944 | 6.1958 | 6.2931 | 6.385 | 6.4762 | 6.5616 | 6.6403 | 6.7108 | 6.7738 | 6.8299 | 6.8861 | 6.9423 | 6.9984 | 7.0546 | 7.1107 | 7.1669 | 7.2231 | 7.2792 | 7.3354 | 7.3916 | 7.4477 | 7.5039 | 7.5601
YARBOROUGH ROAD 132/33KV | GRIMSBY WEST | NPgY | NG FES - Steady Progression | Total PV capacity - domestic (MW) | BSP | 5.0114 | 5.0824 | 5.1604 | 5.2705 | 5.3683 | 5.455 | 5.5319 | 5.6118 | 5.7091 | 5.8385 | 6.0133 | 6.2022 | 6.3891 | 6.5686 | 6.738 | 6.9062 | 7.0637 | 7.2088 | 7.3388 | 7.4549 | 7.5584 | 7.662 | 7.7656 | 7.8691 | 7.9727 | 8.0762 | 8.1798 | 8.2833 | 8.3869 | 8.4905 | 8.594 | 8.6976 | 8.8011 | 8.9047

## SP_PV capacity - I&C and large
Bulk Supply Point Name | Grid Supply Point Connected to | Licence area | Scenario name | Output parameter_Unit | Substation Type in Forecasting Model | 2017 | 2018 | 2019 | 2020 | 2021 | 2022 | 2023 | 2024 | 2025 | 2026 | 2027 | 2028 | 2029 | 2030 | 2031 | 2032 | 2033 | 2034 | 2035 | 2036 | 2037 | 2038 | 2039 | 2040 | 2041 | 2042 | 2043 | 2044 | 2045 | 2046 | 2047 | 2048 | 2049 | 2050
ANNFIELD | STELLA SOUTH | NPgN | NG FES - Steady Progression | Total PV capacity - I&C and large (MW) | BSP | 4.9288 | 4.9555 | 4.9679 | 4.9907 | 5.011 | 5.0289 | 5.0449 | 5.0614 | 5.0816 | 5.1084 | 5.1446 | 5.1838 | 5.2225 | 5.2597 | 5.2948 | 5.3297 | 5.3623 | 5.3924 | 5.4194 | 5.4434 | 5.4649 | 5.4863 | 5.5078 | 5.5293 | 5.5507 | 5.5722 | 5.5936 | 5.6151 | 5.6366 | 5.658 | 5.6795 | 5.701 | 5.7224 | 5.7439
BARRACK ROAD | STELLA NORTH | NPgN | NG FES - Steady Progression | Total PV capacity - I&C and large (MW) | BSP | 0.57882 | 0.59864 | 0.60783 | 0.62766 | 0.64526 | 0.66089 | 0.67475 | 0.68912 | 0.70666 | 0.72997 | 0.76145 | 0.79547 | 0.82913 | 0.86148 | 0.89199 | 0.9223 | 0.95066 | 0.97678 | 1.0002 | 1.0211 | 1.0398 | 1.0584 | 1.0771 | 1.0957 | 1.1144 | 1.133 | 1.1517 | 1.1703 | 1.189 | 1.2077 | 1.2263 | 1.2449 | 1.2636 | 1.2822
BLUCHER | STELLA NORTH | NPgN | NG FES - Steady Progression | Total PV capacity - I&C and large (MW) | BSP | 0.50261 | 0.51982 | 0.5278 | 0.53711 | 0.54537 | 0.55271 | 0.55921 | 0.56596 | 0.57419 | 0.58513 | 0.59991 | 0.61588 | 0.63168 | 0.64687 | 0.66118 | 0.67541 | 0.68872 | 0.70099 | 0.71198 | 0.72179 | 0.73055 | 0.73931 | 0.74806 | 0.75682 | 0.76558 | 0.77433 | 0.78308 | 0.79184 | 0.8006 | 0.80936 | 0.81811 | 0.82686 | 0.83562 | 0.84437
BOWESFIELD | NORTON | NPgN | NG FES - Steady Progression | Total PV capacity - I&C and large (MW) | BSP | 4.5624 | 4.592 | 4.6057 | 4.6361 | 4.6631 | 4.687 | 4.7083 | 4.7303 | 4.7572 | 4.793 | 4.8413 | 4.8934 | 4.9451 | 4.9947 | 5.0414 | 5.0879 | 5.1314 | 5.1715 | 5.2074 | 5.2395 | 5.2681 | 5.2967 | 5.3253 | 5.3539 | 5.3825 | 5.4111 | 5.4397 | 5.4683 | 5.4969 | 5.5255 | 5.5541 | 5.5827 | 5.6113 | 5.6399
CHIRTON GRANGE | TYNEMOUTH | NPgN | NG FES - Steady Progression | Total PV capacity - I&C and large (MW) | BSP | 0.22255 | 0.23018 | 0.23371 | 0.25024 | 0.26491 | 0.27794 | 0.28949 | 0.30147 | 0.31609 | 0.33551 | 0.36176 | 0.39011 | 0.41817 | 0.44514 | 0.47056 | 0.49583 | 0.51946 | 0.54124 | 0.56076 | 0.57819 | 0.59373 | 0.60928 | 0.62483 | 0.64039 | 0.65593 | 0.67148 | 0.68702 | 0.70257 | 0.71812 | 0.73367 | 0.74921 | 0.76476 | 0.78031 | 0.79585
COALBURNS | STELLA SOUTH | NPgN | NG FES - Steady Progression | Total PV capacity - I&C and large (MW) | BSP | 0.60444 | 0.62514 | 0.63474 | 0.65164 | 0.66663 | 0.67994 | 0.69175 | 0.704 | 0.71895 | 0.7388 | 0.76562 | 0.79461 | 0.82329 | 0.85085 | 0.87684 | 0.90267 | 0.92683 | 0.94909 | 0.96904 | 0.98686 | 1.0027 | 1.0186 | 1.0345 | 1.0504 | 1.0663 | 1.0822 | 1.0981 | 1.114 | 1.1299 | 1.1458 | 1.1617 | 1.1776 | 1.1935 | 1.2094
DARLINGTON CENTRAL | NORTON | NPgN | NG FES - Steady Progression | Total PV capacity - I&C and large (MW) | BSP | 5.6662 | 5.689 | 5.6996 | 5.7156 | 5.7299 | 5.7426 | 5.7538 | 5.7655 | 5.7797 | 5.7986 | 5.8241 | 5.8517 | 5.879 | 5.9052 | 5.9299 | 5.9545 | 5.9775 | 5.9987 | 6.0176 | 6.0346 | 6.0497 | 6.0648 | 6.08 | 6.0951 | 6.1102 | 6.1253 | 6.1404 | 6.1556 | 6.1707 | 6.1858 | 6.2009 | 6.2161 | 6.2312 | 6.2463
DARLINGTON NORTH | NORTON | NPgN | NG FES - Steady Progression | Total PV capacity - I&C and large (MW) | BSP | 4.3077 | 4.3268 | 4.3356 | 4.3504 | 4.3635 | 4.3751 | 4.3854 | 4.3961 | 4.4092 | 4.4265 | 4.45 | 4.4753 | 4.5004 | 4.5244 | 4.5471 | 4.5697 | 4.5908 | 4.6103 | 4.6277 | 4.6432 | 4.6571 | 4.671 | 4.6849 | 4.6988 | 4.7127 | 4.7266 | 4.7404 | 4.7543 | 4.7682 | 4.7821 | 4.796 | 4.8099 | 4.8237 | 4.8376
DUNSTON | STELLA NORTH | NPgN | NG FES - Steady Progression | Total PV capacity - I&C and large (MW) | BSP | 0.95205 | 0.98465 | 0.99977 | 1.0316 | 1.0598 | 1.0849 | 1.1072 | 1.1302 | 1.1584 | 1.1958 | 1.2463 | 1.3009 | 1.3549 | 1.4068 | 1.4558 | 1.5044 | 1.55 | 1.5919 | 1.6295 | 1.663 | 1.6929 | 1.7229 | 1.7528 | 1.7828 | 1.8127 | 1.8426 | 1.8726 | 1.9025 | 1.9324 | 1.9624 | 1.9923 | 2.0222 | 2.0522 | 2.0821
FLATWORTH | TYNEMOUTH | NPgN | NG FES - Steady Progression | Total PV capacity - I&C and large (MW) | BSP | 0.12252 | 0.12671 | 0.12866 | 0.13547 | 0.14152 | 0.14688 | 0.15164 | 0.15658 | 0.1626 | 0.1706 | 0.18142 | 0.1931 | 0.20466 | 0.21577 | 0.22624 | 0.23665 | 0.24639 | 0.25536 | 0.26341 | 0.27059 | 0.27699 | 0.2834 | 0.2898 | 0.29621 | 0.30262 | 0.30902 | 0.31543 | 0.32183 | 0.32824 | 0.33465 | 0.34105 | 0.34746 | 0.35386 | 0.36027
GOSFORTH | TYNEMOUTH | NPgN | NG FES - Steady Progression | Total PV capacity - I&C and large (MW) | BSP | 0.97984 | 1.0134 | 1.0289 | 1.0421 | 1.0537 | 1.0641 | 1.0733 | 1.0828 | 1.0944 | 1.1098 | 1.1307 | 1.1532 | 1.1755 | 1.1969 | 1.2171 | 1.2372 | 1.2559 | 1.2732 | 1.2888 | 1.3026 | 1.3149 | 1.3273 | 1.3397 | 1.352 | 1.3644 | 1.3767 | 1.3891 | 1.4014 | 1.4138 | 1.4261 | 1.4385 | 1.4508 | 1.4632 | 1.4755
HARROGATE 132/33KV | KNARESBOROUGH | NPgN | NG FES - Steady Progression | Total PV capacity - I&C and large (MW) | BSP | 1.4133 | 1.4454 | 1.4603 | 1.4764 | 1.4908 | 1.5035 | 1.5147 | 1.5264 | 1.5407 | 1.5596 | 1.5852 | 1.6128 | 1.6402 | 1.6665 | 1.6913 | 1.7159 | 1.739 | 1.7602 | 1.7792 | 1.7962 | 1.8114 | 1.8265 | 1.8417 | 1.8569 | 1.872 | 1.8872 | 1.9023 | 1.9175 | 1.9327 | 1.9478 | 1.963 | 1.9781 | 1.9933 | 2.0085
HUSTHWAITE | KNARESBOROUGH | NPgN | NG FES - Steady Progression | Total PV capacity - I&C and large (MW) | BSP | 8.3712 | 8.3992 | 8.4122 | 8.4272 | 8.4404 | 8.4522 | 8.4627 | 8.4735 | 8.4868 | 8.5043 | 8.5281 | 8.5538 | 8.5792 | 8.6036 | 8.6266 | 8.6494 | 8.6708 | 8.6906 | 8.7082 | 8.724 | 8.7381 | 8.7521 | 8.7662 | 8.7803 | 8.7944 | 8.8084 | 8.8225 | 8.8366 | 8.8507 | 8.8647 | 8.8788 | 8.8929 | 8.9069 | 8.921
LEEMING BAR_SKEEBY | NORTON | NPgN | NG FES - Steady Progression | Total PV capacity - I&C and large (MW) | BSP | 27.2228 | 27.3314 | 27.3818 | 27.4393 | 27.4904 | 27.5357 | 27.5759 | 27.6176 | 27.6685 | 27.7361 | 27.8275 | 27.9261 | 28.0238 | 28.1177 | 28.2062 | 28.2941 | 28.3764 | 28.4522 | 28.5201 | 28.5808 | 28.6349 | 28.689 | 28.7431 | 28.7973 | 28.8514 | 28.9055 | 28.9596 | 29.0137 | 29.0678 | 29.122 | 29.176 | 29.2302 | 29.2843 | 29.3384
LINTON | BLYTH 132kV | NPgN | NG FES - Steady Progression | Total PV capacity - I&C and large (MW) | BSP | 0.9223 | 0.95388 | 0.96853 | 0.9999 | 1.0277 | 1.0525 | 1.0744 | 1.0971 | 1.1249 | 1.1617 | 1.2115 | 1.2653 | 1.3186 | 1.3698 | 1.418 | 1.466 | 1.5108 | 1.5522 | 1.5892 | 1.6223 | 1.6518 | 1.6813 | 1.7108 | 1.7403 | 1.7698 | 1.7993 | 1.8288 | 1.8583 | 1.8879 | 1.9174 | 1.9469 | 1.9764 | 2.0059 | 2.0354
MALTON GRID | OSBALDWICK | NPgN | NG FES - Steady Progression | Total PV capacity - I&C and large (MW) | BSP | 6.02 | 6.0895 | 6.1217 | 6.166 | 6.2053 | 6.2401 | 6.2711 | 6.3032 | 6.3423 | 6.3943 | 6.4646 | 6.5405 | 6.6156 | 6.6878 | 6.7559 | 6.8236 | 6.8869 | 6.9452 | 6.9974 | 7.0441 | 7.0857 | 7.1274 | 7.169 | 7.2106 | 7.2523 | 7.2939 | 7.3355 | 7.3771 | 7.4188 | 7.4604 | 7.502 | 7.5437 | 7.5853 | 7.6269
MELROSEGATE | OSBALDWICK | NPgN | NG FES - Steady Progression | Total PV capacity - I&C and large (MW) | BSP | 1.6272 | 1.6829 | 1.7087 | 1.7416 | 1.7707 | 1.7966 | 1.8195 | 1.8433 | 1.8724 | 1.9109 | 1.9631 | 2.0194 | 2.0751 | 2.1287 | 2.1791 | 2.2293 | 2.2763 | 2.3195 | 2.3583 | 2.3929 | 2.4238 | 2.4547 | 2.4855 | 2.5164 | 2.5473 | 2.5782 | 2.6091 | 2.6399 | 2.6708 | 2.7017 | 2.7326 | 2.7635 | 2.7943 | 2.8252
NORTH TEES | NORTON | NPgN | NG FES - Steady Progression | Total PV capacity - I&C and large (MW) | BSP | 12.6035 | 12.6479 | 12.6685 | 12.707 | 12.7411 | 12.7713 | 12.7982 | 12.826 | 12.86 | 12.9051 | 12.9661 | 13.032 | 13.0972 | 13.1599 | 13.2189 | 13.2777 | 13.3326 | 13.3832 | 13.4286 | 13.4691 | 13.5052 | 13.5413 | 13.5775 | 13.6136 | 13.6497 | 13.6859 | 13.722 | 13.7581 | 13.7942 | 13.8304 | 13.8665 | 13.9026 | 13.9388 | 13.9749
POTTER HOUSE | SPENNYMOOR | NPgN | NG FES - Steady Progression | Total PV capacity - I&C and large (MW) | BSP | 0.63022 | 0.6518 | 0.66181 | 0.6912 | 0.71727 | 0.74042 | 0.76096 | 0.78225 | 0.80824 | 0.84276 | 0.8894 | 0.9398 | 0.98967 | 1.0376 | 1.0828 | 1.1277 | 1.1697 | 1.2084 | 1.2431 | 1.2741 | 1.3017 | 1.3294 | 1.357 | 1.3846 | 1.4123 | 1.4399 | 1.4675 | 1.4952 | 1.5228 | 1.5505 | 1.5781 | 1.6057 | 1.6333 | 1.661
RAVENSWORTH | STELLA SOUTH | NPgN | NG FES - Steady Progression | Total PV capacity - I&C and large (MW) | BSP | 0.53474 | 0.55305 | 0.56154 | 0.57399 | 0.58504 | 0.59485 | 0.60355 | 0.61257 | 0.62358 | 0.63821 | 0.65797 | 0.67932 | 0.70046 | 0.72076 | 0.73991 | 0.75894 | 0.77674 | 0.79314 | 0.80784 | 0.82096 | 0.83267 | 0.84438 | 0.85609 | 0.8678 | 0.87951 | 0.89121 | 0.90292 | 0.91463 | 0.92634 | 0.93805 | 0.94975 | 0.96146 | 0.97317 | 0.98488
SCARBOROUGH GRID | OSBALDWICK | NPgN | NG FES - Steady Progression | Total PV capacity - I&C and large (MW) | BSP | 1.0235 | 1.0585 | 1.0748 | 1.0999 | 1.1222 | 1.142 | 1.1596 | 1.1778 | 1.2 | 1.2295 | 1.2694 | 1.3125 | 1.3551 | 1.3961 | 1.4347 | 1.4731 | 1.509 | 1.5421 | 1.5718 | 1.5983 | 1.6219 | 1.6455 | 1.6692 | 1.6928 | 1.7164 | 1.74 | 1.7637 | 1.7873 | 1.8109 | 1.8346 | 1.8582 | 1.8818 | 1.9054 | 1.929
SEAL SANDS | SALTHOLME | NPgN | NG FES - Steady Progression | Total PV capacity - I&C and large (MW) | BSP | 0.023886 | 0.024704 | 0.025083 | 0.025217 | 0.025336 | 0.025442 | 0.025536 | 0.025634 | 0.025752 | 0.02591 | 0.026123 | 0.026354 | 0.026582 | 0.026801 | 0.027008 | 0.027213 | 0.027405 | 0.027582 | 0.027741 | 0.027882 | 0.028008 | 0.028135 | 0.028261 | 0.028388 | 0.028514 | 0.02864 | 0.028767 | 0.028893 | 0.029019 | 0.029146 | 0.029272 | 0.029398 | 0.029525 | 0.029651
SPADEADAM 33KV | SPADEADAM | NPgN | NG FES - Steady Progression | Total PV capacity - I&C and large (MW) | BSP | 0.013251 | 0.013705 | 0.013915 | 0.014996 | 0.015955 | 0.016807 | 0.017562 | 0.018346 | 0.019302 | 0.020572 | 0.022288 | 0.024142 | 0.025976 | 0.02774 | 0.029402 | 0.031054 | 0.0326 | 0.034024 | 0.0353 | 0.03644 | 0.037456 | 0.038473 | 0.03949 | 0.040507 | 0.041523 | 0.04254 | 0.043556 | 0.044573 | 0.04559 | 0.046607 | 0.047623 | 0.048639 | 0.049656 | 0.050672
SPENNYMOOR 132/66KV | SPENNYMOOR | NPgN | NG FES - Steady Progression | Total PV capacity - I&C and large (MW) | BSP | 1.8011 | 1.8628 | 1.8914 | 1.9274 | 1.9593 | 1.9876 | 2.0127 | 2.0388 | 2.0706 | 2.1128 | 2.1699 | 2.2315 | 2.2925 | 2.3512 | 2.4065 | 2.4614 | 2.5128 | 2.5602 | 2.6026 | 2.6405 | 2.6743 | 2.7081 | 2.7419 | 2.7758 | 2.8096 | 2.8434 | 2.8772 | 2.911 | 2.9448 | 2.9786 | 3.0124 | 3.0462 | 3.0801 | 3.1139
TORONTO | SPENNYMOOR | NPgN | NG FES - Steady Progression | Total PV capacity - I&C and large (MW) | BSP | 1.098 | 1.1356 | 1.153 | 1.1811 | 1.206 | 1.2281 | 1.2477 | 1.268 | 1.2928 | 1.3258 | 1.3703 | 1.4184 | 1.466 | 1.5118 | 1.5549 | 1.5978 | 1.6379 | 1.6749 | 1.708 | 1.7376 | 1.764 | 1.7903 | 1.8167 | 1.8431 | 1.8695 | 1.8959 | 1.9223 | 1.9487 | 1.975 | 2.0014 | 2.0278 | 2.0542 | 2.0806 | 2.107
WORMALD GREEN 132/33KV | KNARESBOROUGH | NPgN | NG FES - Steady Progression | Total PV capacity - I&C and large (MW) | BSP | 5.5707 | 5.6378 | 5.669 | 5.6891 | 5.7069 | 5.7228 | 5.7368 | 5.7514 | 5.7692 | 5.7928 | 5.8247 | 5.8592 | 5.8933 | 5.9261 | 5.9571 | 5.9878 | 6.0165 | 6.043 | 6.0668 | 6.088 | 6.1069 | 6.1258 | 6.1447 | 6.1636 | 6.1825 | 6.2015 | 6.2204 | 6.2393 | 6.2582 | 6.2771 | 6.296 | 6.3149 | 6.3338 | 6.3527
ATTERCLIFFE | WEST MELTON / THORPE MARSH | NPgY | NG FES - Steady Progression | Total PV capacity - I&C and large (MW) | BSP | 0.3444 | 0.35101 | 0.3564 | 0.36208 | 0.36713 | 0.37161 | 0.37558 | 0.37971 | 0.38473 | 0.39141 | 0.40044 | 0.41019 | 0.41985 | 0.42912 | 0.43787 | 0.44655 | 0.45468 | 0.46218 | 0.46889 | 0.47488 | 0.48023 | 0.48558 | 0.49093 | 0.49628 | 0.50162 | 0.50697 | 0.51232 | 0.51767 | 0.52301 | 0.52836 | 0.53371 | 0.53906 | 0.54441 | 0.54975
BARUGH 132/66KV | WEST MELTON SECTION 3 | NPgY | NG FES - Steady Progression | Total PV capacity - I&C and large (MW) | BSP | 0.83576 | 0.85181 | 0.86488 | 0.88115 | 0.8956 | 0.90842 | 0.91978 | 0.93159 | 0.94597 | 0.96508 | 0.99092 | 1.0188 | 1.0465 | 1.073 | 1.098 | 1.1229 | 1.1462 | 1.1676 | 1.1868 | 1.204 | 1.2193 | 1.2346 | 1.2499 | 1.2652 | 1.2805 | 1.2958 | 1.3111 | 1.3264 | 1.3417 | 1.357 | 1.3723 | 1.3876 | 1.4029 | 1.4182
BEESTON ROYDS 132/33KV | KIRKSTALL B | NPgY | NG FES - Steady Progression | Total PV capacity - I&C and large (MW) | BSP | 0.86558 | 0.8822 | 0.89573 | 0.9049 | 0.91303 | 0.92025 | 0.92665 | 0.93329 | 0.94139 | 0.95215 | 0.9667 | 0.98241 | 0.99797 | 1.0129 | 1.027 | 1.041 | 1.0541 | 1.0662 | 1.077 | 1.0866 | 1.0953 | 1.1039 | 1.1125 | 1.1211 | 1.1297 | 1.1383 | 1.147 | 1.1556 | 1.1642 | 1.1728 | 1.1814 | 1.1901 | 1.1987 | 1.2073
BEVERLEY 132/33KV | CREYKE BECK | NPgY | NG FES - Steady Progression | Total PV capacity - I&C and large (MW) | BSP | 3.5589 | 3.6181 | 3.6663 | 3.7616 | 3.8462 | 3.9212 | 3.9878 | 4.0569 | 4.1411 | 4.253 | 4.4043 | 4.5677 | 4.7294 | 4.8848 | 5.0314 | 5.1769 | 5.3132 | 5.4387 | 5.5512 | 5.6516 | 5.7412 | 5.8309 | 5.9205 | 6.0101 | 6.0996 | 6.1893 | 6.2789 | 6.3685 | 6.4581 | 6.5477 | 6.6373 | 6.7269 | 6.8165 | 6.9061
BINGLEY 132/33KV | BRADFORD WEST | NPgY | NG FES - Steady Progression | Total PV capacity - I&C and large (MW) | BSP | 0.50959 | 0.51938 | 0.52734 | 0.53549 | 0.54271 | 0.54913 | 0.55481 | 0.56072 | 0.56791 | 0.57748 | 0.5904 | 0.60437 | 0.61819 | 0.63146 | 0.64399 | 0.65643 | 0.66807 | 0.6788 | 0.68841 | 0.69699 | 0.70465 | 0.71231 | 0.71996 | 0.72762 | 0.73527 | 0.74293 | 0.75059 | 0.75825 | 0.7659 | 0.77356 | 0.78122 | 0.78888 | 0.79653 | 0.80419
BLACKBURN MEADOWS B | WEST MELTON / THORPE MARSH | NPgY | NG FES - Steady Progression | Total PV capacity - I&C and large (MW) | BSP | 0.17344 | 0.17677 | 0.17949 | 0.18211 | 0.18444 | 0.1865 | 0.18834 | 0.19024 | 0.19256 | 0.19564 | 0.1998 | 0.2043 | 0.20875 | 0.21303 | 0.21707 | 0.22107 | 0.22483 | 0.22828 | 0.23138 | 0.23414 | 0.23661 | 0.23908 | 0.24155 | 0.24401 | 0.24648 | 0.24895 | 0.25141 | 0.25388 | 0.25635 | 0.25881 | 0.26128 | 0.26375 | 0.26622 | 0.26868
BLYTON | KEADBY | NPgY | NG FES - Steady Progression | Total PV capacity - I&C and large (MW) | BSP | 12.0904 | 12.1356 | 12.1724 | 12.2125 | 12.2481 | 12.2797 | 12.3078 | 12.3369 | 12.3723 | 12.4195 | 12.4832 | 12.552 | 12.6201 | 12.6856 | 12.7473 | 12.8086 | 12.866 | 12.9188 | 12.9662 | 13.0085 | 13.0463 | 13.084 | 13.1217 | 13.1595 | 13.1972 | 13.2349 | 13.2727 | 13.3104 | 13.3482 | 13.3859 | 13.4236 | 13.4614 | 13.4991 | 13.5369
BRADFORD | BRADFORD WEST | NPgY | NG FES - Steady Progression | Total PV capacity - I&C and large (MW) | BSP | 0.48677 | 0.49612 | 0.50373 | 0.51386 | 0.52285 | 0.53083 | 0.53791 | 0.54525 | 0.5542 | 0.5661 | 0.58219 | 0.59956 | 0.61676 | 0.63328 | 0.64886 | 0.66433 | 0.67882 | 0.69217 | 0.70413 | 0.71481 | 0.72433 | 0.73386 | 0.74339 | 0.75291 | 0.76244 | 0.77197 | 0.7815 | 0.79102 | 0.80055 | 0.81008 | 0.8196 | 0.82913 | 0.83866 | 0.84819
BRAMHAM | FERRYBRIDGE B | NPgY | NG FES - Steady Progression | Total PV capacity - I&C and large (MW) | BSP | 7.8081 | 7.8284 | 7.845 | 7.8825 | 7.9157 | 7.9453 | 7.9714 | 7.9986 | 8.0318 | 8.0758 | 8.1353 | 8.1996 | 8.2633 | 8.3244 | 8.382 | 8.4393 | 8.4929 | 8.5423 | 8.5866 | 8.6261 | 8.6613 | 8.6966 | 8.7319 | 8.7671 | 8.8024 | 8.8376 | 8.8729 | 8.9081 | 8.9434 | 8.9786 | 9.0139 | 9.0492 | 9.0844 | 9.1197
BRANSHOLME | CREYKE BECK | NPgY | NG FES - Steady Progression | Total PV capacity - I&C and large (MW) | BSP | 8.6004 | 8.608 | 8.6143 | 8.6233 | 8.6313 | 8.6383 | 8.6446 | 8.6511 | 8.6591 | 8.6696 | 8.6839 | 8.6993 | 8.7145 | 8.7292 | 8.743 | 8.7567 | 8.7695 | 8.7814 | 8.792 | 8.8015 | 8.8099 | 8.8184 | 8.8268 | 8.8352 | 8.8437 | 8.8521 | 8.8606 | 8.869 | 8.8775 | 8.8859 | 8.8944 | 8.9028 | 8.9113 | 8.9197
BRIGHOUSE 132/33KV | ELLAND | NPgY | NG FES - Steady Progression | Total PV capacity - I&C and large (MW) | BSP | 0.74214 | 0.75639 | 0.76799 | 0.78333 | 0.79695 | 0.80903 | 0.81975 | 0.83087 | 0.84443 | 0.86245 | 0.8868 | 0.91311 | 0.93915 | 0.96416 | 0.98776 | 1.0112 | 1.0331 | 1.0533 | 1.0714 | 1.0876 | 1.102 | 1.1165 | 1.1309 | 1.1453 | 1.1597 | 1.1742 | 1.1886 | 1.203 | 1.2174 | 1.2319 | 1.2463 | 1.2607 | 1.2752 | 1.2896
DONCASTER B/THORPE MARSH | WEST MELTON / THORPE MARSH | NPgY | NG FES - Steady Progression | Total PV capacity - I&C and large (MW) | BSP | 13.7185 | 13.7508 | 13.777 | 13.8331 | 13.8829 | 13.927 | 13.9662 | 14.0068 | 14.0564 | 14.1222 | 14.2112 | 14.3074 | 14.4026 | 14.494 | 14.5802 | 14.6659 | 14.746 | 14.8199 | 14.8861 | 14.9452 | 14.9979 | 15.0506 | 15.1034 | 15.1561 | 15.2088 | 15.2615 | 15.3142 | 15.367 | 15.4197 | 15.4724 | 15.5251 | 15.5779 | 15.6306 | 15.6833
DONCASTER CENTRAL | WEST MELTON / THORPE MARSH | NPgY | NG FES - Steady Progression | Total PV capacity - I&C and large (MW) | BSP | 0.18916 | 0.19279 | 0.19575 | 0.20447 | 0.21221 | 0.21907 | 0.22516 | 0.23149 | 0.23919 | 0.24943 | 0.26328 | 0.27823 | 0.29303 | 0.30725 | 0.32066 | 0.33398 | 0.34645 | 0.35793 | 0.36823 | 0.37742 | 0.38562 | 0.39382 | 0.40202 | 0.41022 | 0.41842 | 0.42662 | 0.43482 | 0.44302 | 0.45122 | 0.45942 | 0.46761 | 0.47582 | 0.48402 | 0.49221
DRIFFIELD/BEVERLEY GROUP | CREYKE BECK | NPgY | NG FES - Steady Progression | Total PV capacity - I&C and large (MW) | BSP | 9.8512 | 9.9664 | 10.0602 | 10.2188 | 10.3596 | 10.4845 | 10.5952 | 10.7102 | 10.8503 | 11.0366 | 11.2884 | 11.5603 | 11.8295 | 12.088 | 12.3319 | 12.5742 | 12.8009 | 13.0098 | 13.197 | 13.3642 | 13.5133 | 13.6625 | 13.8116 | 13.9607 | 14.1098 | 14.2589 | 14.4081 | 14.5572 | 14.7063 | 14.8554 | 15.0045 | 15.1537 | 15.3028 | 15.4519
FEATHERSTONE | FERRYBRIDGE B | NPgY | NG FES - Steady Progression | Total PV capacity - I&C and large (MW) | BSP | 0.9358 | 0.95377 | 0.9684 | 0.97983 | 0.98997 | 0.99897 | 1.007 | 1.0152 | 1.0253 | 1.0388 | 1.0569 | 1.0765 | 1.0959 | 1.1145 | 1.1321 | 1.1496 | 1.1659 | 1.181 | 1.1944 | 1.2065 | 1.2172 | 1.228 | 1.2387 | 1.2495 | 1.2602 | 1.271 | 1.2817 | 1.2925 | 1.3032 | 1.314 | 1.3247 | 1.3354 | 1.3462 | 1.3569
GIRLINGTON | BRADFORD WEST | NPgY | NG FES - Steady Progression | Total PV capacity - I&C and large (MW) | BSP | 0.327 | 0.33327 | 0.33839 | 0.34413 | 0.34923 | 0.35375 | 0.35776 | 0.36193 | 0.367 | 0.37375 | 0.38287 | 0.39272 | 0.40247 | 0.41183 | 0.42067 | 0.42944 | 0.43765 | 0.44522 | 0.452 | 0.45805 | 0.46346 | 0.46886 | 0.47426 | 0.47966 | 0.48506 | 0.49046 | 0.49586 | 0.50126 | 0.50666 | 0.51206 | 0.51746 | 0.52287 | 0.52827 | 0.53367
HALIFAX 132/33KV | ELLAND | NPgY | NG FES - Steady Progression | Total PV capacity - I&C and large (MW) | BSP | 0.40107 | 0.40877 | 0.41504 | 0.42396 | 0.43187 | 0.43889 | 0.44512 | 0.45159 | 0.45946 | 0.46994 | 0.48409 | 0.49938 | 0.51451 | 0.52905 | 0.54276 | 0.55638 | 0.56913 | 0.58087 | 0.5914 | 0.60079 | 0.60918 | 0.61756 | 0.62595 | 0.63433 | 0.64271 | 0.6511 | 0.65948 | 0.66786 | 0.67625 | 0.68463 | 0.69301 | 0.7014 | 0.70978 | 0.71817
HECKMONDWIKE | SKELTON GRANGE | NPgY | NG FES - Steady Progression | Total PV capacity - I&C and large (MW) | BSP | 0.26809 | 0.27324 | 0.27743 | 0.28651 | 0.29457 | 0.30172 | 0.30806 | 0.31465 | 0.32267 | 0.33334 | 0.34776 | 0.36333 | 0.37875 | 0.39355 | 0.40752 | 0.42139 | 0.43438 | 0.44634 | 0.45706 | 0.46663 | 0.47517 | 0.48371 | 0.49225 | 0.50079 | 0.50933 | 0.51787 | 0.52641 | 0.53495 | 0.54349 | 0.55203 | 0.56057 | 0.56911 | 0.57765 | 0.58619
HOLMFIELD | BRADFORD WEST | NPgY | NG FES - Steady Progression | Total PV capacity - I&C and large (MW) | BSP | 1.201 | 1.2183 | 1.2324 | 1.2538 | 1.2728 | 1.2897 | 1.3046 | 1.3202 | 1.3391 | 1.3643 | 1.3983 | 1.435 | 1.4714 | 1.5063 | 1.5392 | 1.5719 | 1.6026 | 1.6308 | 1.6561 | 1.6787 | 1.6988 | 1.719 | 1.7391 | 1.7592 | 1.7794 | 1.7995 | 1.8197 | 1.8398 | 1.8599 | 1.8801 | 1.9002 | 1.9204 | 1.9405 | 1.9607
HULL EAST 132/33KV | SALTEND NORTH | NPgY | NG FES - Steady Progression | Total PV capacity - I&C and large (MW) | BSP | 6.8649 | 6.9055 | 6.9386 | 6.9786 | 7.0141 | 7.0456 | 7.0735 | 7.1026 | 7.1379 | 7.1849 | 7.2484 | 7.317 | 7.3849 | 7.4501 | 7.5116 | 7.5727 | 7.6299 | 7.6826 | 7.7298 | 7.772 | 7.8096 | 7.8472 | 7.8848 | 7.9224 | 7.96 | 7.9976 | 8.0352 | 8.0729 | 8.1105 | 8.1481 | 8.1857 | 8.2233 | 8.2609 | 8.2985
HULL SOUTH | CREYKE BECK | NPgY | NG FES - Steady Progression | Total PV capacity - I&C and large (MW) | BSP | 0.74731 | 0.76166 | 0.77334 | 0.78619 | 0.7976 | 0.80772 | 0.81669 | 0.82601 | 0.83736 | 0.85245 | 0.87285 | 0.89489 | 0.91669 | 0.93764 | 0.95741 | 0.97703 | 0.9954 | 1.0123 | 1.0275 | 1.041 | 1.0531 | 1.0652 | 1.0773 | 1.0894 | 1.1015 | 1.1135 | 1.1256 | 1.1377 | 1.1498 | 1.1619 | 1.1739 | 1.186 | 1.1981 | 1.2102
HULL WEST | CREYKE BECK | NPgY | NG FES - Steady Progression | Total PV capacity - I&C and large (MW) | BSP | 2.86 | 2.9149 | 2.9596 | 3.0213 | 3.076 | 3.1246 | 3.1677 | 3.2125 | 3.267 | 3.3394 | 3.4374 | 3.5432 | 3.6479 | 3.7485 | 3.8433 | 3.9376 | 4.0258 | 4.1071 | 4.1799 | 4.2449 | 4.3029 | 4.361 | 4.419 | 4.477 | 4.535 | 4.593 | 4.651 | 4.709 | 4.767 | 4.825 | 4.883 | 4.9411 | 4.9991 | 5.0571
HUMBERSTON | GRIMSBY WEST | NPgY | NG FES - Steady Progression | Total PV capacity - I&C and large (MW) | BSP | 0.25149 | 0.25632 | 0.26025 | 0.26829 | 0.27543 | 0.28177 | 0.28739 | 0.29322 | 0.30032 | 0.30977 | 0.32254 | 0.33633 | 0.34998 | 0.3631 | 0.37547 | 0.38775 | 0.39925 | 0.40985 | 0.41935 | 0.42782 | 0.43539 | 0.44295 | 0.45051 | 0.45808 | 0.46564 | 0.4732 | 0.48077 | 0.48833 | 0.49589 | 0.50346 | 0.51102 | 0.51858 | 0.52615 | 0.53371
HUNNINGLEY | WEST MELTON SECTION 3 | NPgY | NG FES - Steady Progression | Total PV capacity - I&C and large (MW) | BSP | 0.28842 | 0.29396 | 0.29847 | 0.30555 | 0.31183 | 0.3174 | 0.32234 | 0.32747 | 0.33372 | 0.34203 | 0.35326 | 0.36539 | 0.3774 | 0.38894 | 0.39982 | 0.41062 | 0.42074 | 0.43006 | 0.43841 | 0.44587 | 0.45252 | 0.45918 | 0.46583 | 0.47248 | 0.47913 | 0.48578 | 0.49244 | 0.49909 | 0.50574 | 0.5124 | 0.51905 | 0.5257 | 0.53235 | 0.53901
HUNSHELF | WEST MELTON SECTION 3 | NPgY | NG FES - Steady Progression | Total PV capacity - I&C and large (MW) | BSP | 0.47893 | 0.48812 | 0.49561 | 0.50281 | 0.50921 | 0.51489 | 0.51992 | 0.52514 | 0.53151 | 0.53997 | 0.55141 | 0.56377 | 0.576 | 0.58774 | 0.59883 | 0.60983 | 0.62013 | 0.62963 | 0.63813 | 0.64573 | 0.6525 | 0.65928 | 0.66605 | 0.67283 | 0.6796 | 0.68638 | 0.69316 | 0.69993 | 0.70671 | 0.71348 | 0.72026 | 0.72703 | 0.73381 | 0.74058
IMMINGHAM | GRIMSBY WEST | NPgY | NG FES - Steady Progression | Total PV capacity - I&C and large (MW) | BSP | 1.2419 | 1.2658 | 1.2852 | 1.2969 | 1.3073 | 1.3165 | 1.3246 | 1.3331 | 1.3434 | 1.3572 | 1.3757 | 1.3958 | 1.4156 | 1.4346 | 1.4526 | 1.4705 | 1.4872 | 1.5026 | 1.5164 | 1.5287 | 1.5397 | 1.5507 | 1.5617 | 1.5727 | 1.5836 | 1.5946 | 1.6056 | 1.6166 | 1.6276 | 1.6386 | 1.6496 | 1.6606 | 1.6716 | 1.6825
KIRKHAW LANE | FERRYBRIDGE B | NPgY | NG FES - Steady Progression | Total PV capacity - I&C and large (MW) | BSP | 16.8934 | 16.9134 | 16.9296 | 16.9477 | 16.9637 | 16.9779 | 16.9905 | 17.0036 | 17.0195 | 17.0407 | 17.0693 | 17.1003 | 17.1309 | 17.1603 | 17.188 | 17.2156 | 17.2413 | 17.2651 | 17.2864 | 17.3054 | 17.3224 | 17.3393 | 17.3563 | 17.3733 | 17.3902 | 17.4072 | 17.4241 | 17.4411 | 17.4581 | 17.475 | 17.492 | 17.5089 | 17.5259 | 17.5429
KIRKSTALL C 2/5 | KIRKSTALL B | NPgY | NG FES - Steady Progression | Total PV capacity - I&C and large (MW) | BSP | 0.72201 | 0.72493 | 0.72731 | 0.72916 | 0.73081 | 0.73228 | 0.73358 | 0.73492 | 0.73657 | 0.73875 | 0.7417 | 0.74489 | 0.74804 | 0.75107 | 0.75393 | 0.75677 | 0.75943 | 0.76188 | 0.76407 | 0.76603 | 0.76778 | 0.76953 | 0.77127 | 0.77302 | 0.77477 | 0.77652 | 0.77826 | 0.78001 | 0.78176 | 0.78351 | 0.78525 | 0.787 | 0.78875 | 0.7905
KIRKSTALL C/RING ROAD HORSFORTH | KIRKSTALL B | NPgY | NG FES - Steady Progression | Total PV capacity - I&C and large (MW) | BSP | 0.73179 | 0.74584 | 0.75728 | 0.77027 | 0.78179 | 0.79201 | 0.80108 | 0.81049 | 0.82196 | 0.83721 | 0.85782 | 0.88008 | 0.90212 | 0.92328 | 0.94325 | 0.96308 | 0.98164 | 0.99874 | 1.0141 | 1.0277 | 1.04 | 1.0522 | 1.0644 | 1.0766 | 1.0888 | 1.101 | 1.1132 | 1.1254 | 1.1376 | 1.1498 | 1.162 | 1.1742 | 1.1864 | 1.1987
LEEDS EAST | SKELTON GRANGE | NPgY | NG FES - Steady Progression | Total PV capacity - I&C and large (MW) | BSP | 0.3224 | 0.32859 | 0.33363 | 0.34196 | 0.34934 | 0.3559 | 0.36171 | 0.36775 | 0.3751 | 0.38488 | 0.39809 | 0.41237 | 0.42649 | 0.44006 | 0.45287 | 0.46558 | 0.47748 | 0.48845 | 0.49827 | 0.50705 | 0.51487 | 0.5227 | 0.53053 | 0.53835 | 0.54618 | 0.554 | 0.56183 | 0.56966 | 0.57749 | 0.58531 | 0.59314 | 0.60097 | 0.60879 | 0.61662
LEEDS NORTH | SKELTON GRANGE | NPgY | NG FES - Steady Progression | Total PV capacity - I&C and large (MW) | BSP | 0.24264 | 0.2473 | 0.25109 | 0.25782 | 0.26378 | 0.26908 | 0.27378 | 0.27866 | 0.2846 | 0.2925 | 0.30318 | 0.31471 | 0.32613 | 0.33709 | 0.34744 | 0.35771 | 0.36733 | 0.37619 | 0.38413 | 0.39122 | 0.39754 | 0.40387 | 0.41019 | 0.41652 | 0.42284 | 0.42917 | 0.43549 | 0.44182 | 0.44814 | 0.45447 | 0.46079 | 0.46712 | 0.47344 | 0.47976
LINDLEY | ELLAND | NPgY | NG FES - Steady Progression | Total PV capacity - I&C and large (MW) | BSP | 0.77735 | 0.79227 | 0.80443 | 0.81784 | 0.82975 | 0.84032 | 0.84969 | 0.85942 | 0.87127 | 0.88703 | 0.90833 | 0.93134 | 0.95411 | 0.97598 | 0.99662 | 1.0171 | 1.0363 | 1.054 | 1.0698 | 1.084 | 1.0966 | 1.1092 | 1.1218 | 1.1344 | 1.147 | 1.1596 | 1.1723 | 1.1849 | 1.1975 | 1.2101 | 1.2227 | 1.2353 | 1.248 | 1.2606
LOW ROAD | SKELTON GRANGE | NPgY | NG FES - Steady Progression | Total PV capacity - I&C and large (MW) | BSP | 1.1184 | 1.1398 | 1.1573 | 1.1623 | 1.1666 | 1.1705 | 1.174 | 1.1776 | 1.1819 | 1.1877 | 1.1955 | 1.204 | 1.2124 | 1.2204 | 1.228 | 1.2356 | 1.2426 | 1.2491 | 1.2549 | 1.2601 | 1.2648 | 1.2694 | 1.2741 | 1.2787 | 1.2833 | 1.288 | 1.2926 | 1.2973 | 1.3019 | 1.3065 | 1.3112 | 1.3158 | 1.3205 | 1.3251
MALLARD WAY | WEST MELTON / THORPE MARSH | NPgY | NG FES - Steady Progression | Total PV capacity - I&C and large (MW) | BSP | 0.43444 | 0.44279 | 0.44958 | 0.45969 | 0.46866 | 0.47662 | 0.48368 | 0.49101 | 0.49994 | 0.51182 | 0.52786 | 0.5452 | 0.56236 | 0.57884 | 0.59439 | 0.60983 | 0.62428 | 0.6376 | 0.64953 | 0.66019 | 0.6697 | 0.6792 | 0.68871 | 0.69821 | 0.70772 | 0.71722 | 0.72673 | 0.73624 | 0.74574 | 0.75525 | 0.76475 | 0.77426 | 0.78376 | 0.79327
MENSTON | BRADFORD WEST | NPgY | NG FES - Steady Progression | Total PV capacity - I&C and large (MW) | BSP | 0.40138 | 0.40909 | 0.41537 | 0.42189 | 0.42767 | 0.4328 | 0.43735 | 0.44208 | 0.44784 | 0.4555 | 0.46584 | 0.47702 | 0.48808 | 0.49871 | 0.50873 | 0.51869 | 0.52801 | 0.53659 | 0.54429 | 0.55116 | 0.55729 | 0.56342 | 0.56954 | 0.57567 | 0.5818 | 0.58793 | 0.59406 | 0.60019 | 0.60632 | 0.61245 | 0.61857 | 0.6247 | 0.63083 | 0.63696
MOSS ROAD | GRIMSBY WEST | NPgY | NG FES - Steady Progression | Total PV capacity - I&C and large (MW) | BSP | 0.74878 | 0.76316 | 0.77486 | 0.78061 | 0.78571 | 0.79024 | 0.79425 | 0.79842 | 0.8035 | 0.81025 | 0.81938 | 0.82924 | 0.83899 | 0.84836 | 0.8572 | 0.86599 | 0.8742 | 0.88178 | 0.88856 | 0.89462 | 0.90003 | 0.90543 | 0.91084 | 0.91624 | 0.92165 | 0.92705 | 0.93246 | 0.93786 | 0.94327 | 0.94867 | 0.95408 | 0.95948 | 0.96489 | 0.97029
OSGODBY 1/2 | DRAX | NPgY | NG FES - Steady Progression | Total PV capacity - I&C and large (MW) | BSP | 0 | 0 | 0 | 0 | 0 | 0 | 0 | 0 | 0 | 0 | 0 | 0 | 0 | 0 | 0 | 0 | 0 | 0 | 0 | 0 | 0 | 0 | 0 | 0 | 0 | 0 | 0 | 0 | 0 | 0 | 0 | 0 | 0 | 0
OSGODBY 3/4 | DRAX | NPgY | NG FES - Steady Progression | Total PV capacity - I&C and large (MW) | BSP | 1.3175 | 1.3332 | 1.346 | 1.4036 | 1.4548 | 1.5002 | 1.5404 | 1.5822 | 1.6331 | 1.7008 | 1.7923 | 1.8911 | 1.9889 | 2.0829 | 2.1715 | 2.2596 | 2.342 | 2.4179 | 2.4859 | 2.5467 | 2.6008 | 2.655 | 2.7092 | 2.7634 | 2.8176 | 2.8718 | 2.926 | 2.9802 | 3.0344 | 3.0886 | 3.1427 | 3.1969 | 3.2511 | 3.3053
RODLEY | SKELTON GRANGE | NPgY | NG FES - Steady Progression | Total PV capacity - I&C and large (MW) | BSP | 0.39326 | 0.40081 | 0.40696 | 0.41593 | 0.42389 | 0.43096 | 0.43722 | 0.44373 | 0.45165 | 0.46219 | 0.47643 | 0.49182 | 0.50705 | 0.52167 | 0.53547 | 0.54917 | 0.562 | 0.57382 | 0.58441 | 0.59387 | 0.6023 | 0.61074 | 0.61918 | 0.62761 | 0.63605 | 0.64448 | 0.65292 | 0.66135 | 0.66979 | 0.67823 | 0.68666 | 0.6951 | 0.70353 | 0.71197
SAINT ANDREWS ROAD 132/33KV | SKELTON GRANGE | NPgY | NG FES - Steady Progression | Total PV capacity - I&C and large (MW) | BSP | 1.5178 | 1.5315 | 1.5428 | 1.5536 | 1.5631 | 1.5716 | 1.5792 | 1.587 | 1.5965 | 1.6092 | 1.6263 | 1.6448 | 1.6631 | 1.6807 | 1.6973 | 1.7138 | 1.7292 | 1.7434 | 1.7562 | 1.7675 | 1.7777 | 1.7878 | 1.798 | 1.8081 | 1.8183 | 1.8284 | 1.8386 | 1.8487 | 1.8588 | 1.869 | 1.8791 | 1.8893 | 1.8994 | 1.9096
SALTEND 132/33KV | SALTEND NORTH | NPgY | NG FES - Steady Progression | Total PV capacity - I&C and large (MW) | BSP | 0.04131 | 0.042103 | 0.042749 | 0.042797 | 0.04284 | 0.042879 | 0.042913 | 0.042948 | 0.042991 | 0.043048 | 0.043125 | 0.043209 | 0.043291 | 0.043371 | 0.043445 | 0.04352 | 0.043589 | 0.043653 | 0.043711 | 0.043762 | 0.043808 | 0.043854 | 0.043899 | 0.043945 | 0.043991 | 0.044037 | 0.044082 | 0.044128 | 0.044174 | 0.04422 | 0.044265 | 0.044311 | 0.044357 | 0.044403
SANTON | KEADBY | NPgY | NG FES - Steady Progression | Total PV capacity - I&C and large (MW) | BSP | 2.61 | 2.6486 | 2.68 | 2.7194 | 2.7544 | 2.7854 | 2.8129 | 2.8414 | 2.8762 | 2.9224 | 2.9849 | 3.0525 | 3.1193 | 3.1835 | 3.244 | 3.3042 | 3.3604 | 3.4123 | 3.4588 | 3.5003 | 3.5373 | 3.5743 | 3.6114 | 3.6484 | 3.6854 | 3.7224 | 3.7594 | 3.7965 | 3.8335 | 3.8705 | 3.9075 | 3.9445 | 3.9816 | 4.0186
SCUNTHORPE NORTH | KEADBY | NPgY | NG FES - Steady Progression | Total PV capacity - I&C and large (MW) | BSP | 5.7897 | 5.8048 | 5.8172 | 5.8431 | 5.866 | 5.8864 | 5.9045 | 5.9232 | 5.9461 | 5.9765 | 6.0176 | 6.062 | 6.1059 | 6.1481 | 6.1879 | 6.2274 | 6.2644 | 6.2985 | 6.3291 | 6.3563 | 6.3807 | 6.405 | 6.4293 | 6.4537 | 6.478 | 6.5023 | 6.5267 | 6.551 | 6.5753 | 6.5997 | 6.624 | 6.6483 | 6.6727 | 6.697
SCUNTHORPE SOUTH | KEADBY | NPgY | NG FES - Steady Progression | Total PV capacity - I&C and large (MW) | BSP | 34.5931 | 34.5994 | 34.6045 | 34.6501 | 34.6907 | 34.7266 | 34.7585 | 34.7916 | 34.8319 | 34.8855 | 34.958 | 35.0363 | 35.1138 | 35.1882 | 35.2584 | 35.3282 | 35.3934 | 35.4536 | 35.5075 | 35.5556 | 35.5985 | 35.6414 | 35.6844 | 35.7273 | 35.7702 | 35.8131 | 35.8561 | 35.899 | 35.9419 | 35.9849 | 36.0278 | 36.0707 | 36.1136 | 36.1566
SILSDEN | BRADFORD WEST | NPgY | NG FES - Steady Progression | Total PV capacity - I&C and large (MW) | BSP | 0.56612 | 0.57699 | 0.58584 | 0.79804 | 0.98636 | 1.1535 | 1.3017 | 1.4556 | 1.643 | 1.8923 | 2.2291 | 2.593 | 2.9532 | 3.2991 | 3.6255 | 3.9496 | 4.253 | 4.5325 | 4.783 | 5.0067 | 5.2062 | 5.4058 | 5.6053 | 5.8048 | 6.0043 | 6.2038 | 6.4034 | 6.6029 | 6.8024 | 7.002 | 7.2014 | 7.401 | 7.6006 | 7.8001
SOWERBY BRIDGE 132/33KV | ELLAND | NPgY | NG FES - Steady Progression | Total PV capacity - I&C and large (MW) | BSP | 0.55378 | 0.56441 | 0.57307 | 0.59687 | 0.61799 | 0.63673 | 0.65335 | 0.6706 | 0.69162 | 0.71957 | 0.75735 | 0.79816 | 0.83854 | 0.87733 | 0.91393 | 0.95028 | 0.9843 | 1.0156 | 1.0437 | 1.0688 | 1.0912 | 1.1136 | 1.1359 | 1.1583 | 1.1807 | 1.2031 | 1.2254 | 1.2478 | 1.2702 | 1.2926 | 1.3149 | 1.3373 | 1.3597 | 1.3821
STAYGATE | SKELTON GRANGE | NPgY | NG FES - Steady Progression | Total PV capacity - I&C and large (MW) | BSP | 1.2607 | 1.2794 | 1.2947 | 1.303 | 1.3104 | 1.317 | 1.3228 | 1.3288 | 1.3362 | 1.346 | 1.3592 | 1.3735 | 1.3876 | 1.4012 | 1.414 | 1.4267 | 1.4386 | 1.4496 | 1.4594 | 1.4682 | 1.476 | 1.4838 | 1.4916 | 1.4995 | 1.5073 | 1.5151 | 1.523 | 1.5308 | 1.5386 | 1.5464 | 1.5543 | 1.5621 | 1.5699 | 1.5778
THORNHILL 132KV | ELLAND | NPgY | NG FES - Steady Progression | Total PV capacity - I&C and large (MW) | BSP | 1.2039 | 1.2194 | 1.2319 | 1.249 | 1.2641 | 1.2775 | 1.2894 | 1.3017 | 1.3168 | 1.3368 | 1.3638 | 1.393 | 1.4219 | 1.4497 | 1.4758 | 1.5019 | 1.5262 | 1.5486 | 1.5687 | 1.5867 | 1.6027 | 1.6187 | 1.6347 | 1.6507 | 1.6667 | 1.6827 | 1.6988 | 1.7148 | 1.7308 | 1.7468 | 1.7628 | 1.7788 | 1.7948 | 1.8108
WAKEFIELD MONCKTON ROAD | WEST MELTON SECTION 3 | NPgY | NG FES - Steady Progression | Total PV capacity - I&C and large (MW) | BSP | 0.31661 | 0.32269 | 0.32764 | 0.33497 | 0.34148 | 0.34726 | 0.35238 | 0.3577 | 0.36418 | 0.3728 | 0.38444 | 0.39702 | 0.40947 | 0.42143 | 0.43271 | 0.44391 | 0.4544 | 0.46406 | 0.47272 | 0.48045 | 0.48735 | 0.49425 | 0.50114 | 0.50804 | 0.51493 | 0.52183 | 0.52873 | 0.53563 | 0.54252 | 0.54942 | 0.55632 | 0.56322 | 0.57011 | 0.57701
WAKEFIELD NORTH | SKELTON GRANGE | NPgY | NG FES - Steady Progression | Total PV capacity - I&C and large (MW) | BSP | 0.9525 | 0.96495 | 0.97509 | 0.98692 | 0.99743 | 1.0067 | 1.015 | 1.0236 | 1.034 | 1.0479 | 1.0667 | 1.087 | 1.1071 | 1.1264 | 1.1446 | 1.1627 | 1.1796 | 1.1952 | 1.2092 | 1.2216 | 1.2328 | 1.2439 | 1.255 | 1.2661 | 1.2773 | 1.2884 | 1.2995 | 1.3107 | 1.3218 | 1.3329 | 1.344 | 1.3552 | 1.3663 | 1.3774
WEST MELTON | WEST MELTON SECTION 3 | NPgY | NG FES - Steady Progression | Total PV capacity - I&C and large (MW) | BSP | 3.6006 | 3.6205 | 3.6367 | 3.6636 | 3.6875 | 3.7086 | 3.7274 | 3.7469 | 3.7706 | 3.8022 | 3.8448 | 3.8909 | 3.9365 | 3.9803 | 4.0216 | 4.0626 | 4.101 | 4.1364 | 4.1682 | 4.1965 | 4.2217 | 4.247 | 4.2723 | 4.2975 | 4.3228 | 4.348 | 4.3733 | 4.3986 | 4.4238 | 4.4491 | 4.4743 | 4.4996 | 4.5249 | 4.5501
WHINMOOR | FERRYBRIDGE B | NPgY | NG FES - Steady Progression | Total PV capacity - I&C and large (MW) | BSP | 1.1956 | 1.2032 | 1.2094 | 1.2186 | 1.2268 | 1.2341 | 1.2405 | 1.2472 | 1.2554 | 1.2662 | 1.2809 | 1.2967 | 1.3124 | 1.3274 | 1.3416 | 1.3557 | 1.3689 | 1.3811 | 1.392 | 1.4017 | 1.4104 | 1.4191 | 1.4278 | 1.4364 | 1.4451 | 1.4538 | 1.4625 | 1.4712 | 1.4799 | 1.4885 | 1.4972 | 1.5059 | 1.5146 | 1.5233
WOLD NEWTON | KEADBY | NPgY | NG FES - Steady Progression | Total PV capacity - I&C and large (MW) | BSP | 23.1361 | 23.1867 | 23.2279 | 23.2818 | 23.3295 | 23.372 | 23.4096 | 23.4486 | 23.4962 | 23.5595 | 23.6449 | 23.7373 | 23.8287 | 23.9165 | 23.9993 | 24.0816 | 24.1586 | 24.2295 | 24.2931 | 24.3499 | 24.4005 | 24.4511 | 24.5018 | 24.5524 | 24.603 | 24.6537 | 24.7043 | 24.755 | 24.8056 | 24.8563 | 24.9069 | 24.9575 | 25.0082 | 25.0588
YARBOROUGH ROAD 132/33KV | GRIMSBY WEST | NPgY | NG FES - Steady Progression | Total PV capacity - I&C and large (MW) | BSP | 1.6536 | 1.6853 | 1.7112 | 1.7251 | 1.7374 | 1.7484 | 1.7581 | 1.7682 | 1.7805 | 1.7968 | 1.8189 | 1.8428 | 1.8664 | 1.889 | 1.9104 | 1.9317 | 1.9516 | 1.9699 | 1.9863 | 2.001 | 2.0141 | 2.0272 | 2.0402 | 2.0533 | 2.0664 | 2.0795 | 2.0926 | 2.1056 | 2.1187 | 2.1318 | 2.1449 | 2.158 | 2.171 | 2.1841

## SP_CHP capacity
Bulk Supply Point Name | Grid Supply Point Connected to | Licence area | Scenario name | Output parameter_Unit | Substation Type in Forecasting Model | 2017 | 2018 | 2019 | 2020 | 2021 | 2022 | 2023 | 2024 | 2025 | 2026 | 2027 | 2028 | 2029 | 2030 | 2031 | 2032 | 2033 | 2034 | 2035 | 2036 | 2037 | 2038 | 2039 | 2040 | 2041 | 2042 | 2043 | 2044 | 2045 | 2046 | 2047 | 2048 | 2049 | 2050
ANNFIELD | STELLA SOUTH | NPgN | NG FES - Steady Progression | Total CHP capacity (MW) | BSP | 0.0017648 | 0.27228 | 0.46459 | 0.53782 | 0.58489 | 0.62336 | 0.65145 | 0.67693 | 0.7034 | 0.76216 | 0.79994 | 0.83375 | 0.86846 | 0.94635 | 0.99935 | 1.0543 | 1.106 | 1.2038 | 1.2697 | 1.3361 | 1.4162 | 1.4939 | 1.5803 | 1.6633 | 1.7685 | 1.8802 | 1.9981 | 2.1228 | 2.1823 | 2.3269 | 2.4797 | 2.6408 | 2.8093 | 2.8746
BARRACK ROAD | STELLA NORTH | NPgN | NG FES - Steady Progression | Total CHP capacity (MW) | BSP | 0.00040047 | 0.35281 | 0.60647 | 0.70232 | 0.76402 | 0.81431 | 0.85085 | 0.88393 | 0.91832 | 0.99439 | 1.0427 | 1.0857 | 1.1299 | 1.2313 | 1.2975 | 1.3663 | 1.4309 | 1.5564 | 1.6398 | 1.7236 | 1.8254 | 1.9241 | 2.0343 | 2.14 | 2.2726 | 2.4138 | 2.5631 | 2.7216 | 2.7936 | 2.975 | 3.1673 | 3.3706 | 3.5837 | 3.66
BLUCHER | STELLA NORTH | NPgN | NG FES - Steady Progression | Total CHP capacity (MW) | BSP | 0.80079 | 0.96623 | 1.0842 | 1.1291 | 1.1579 | 1.1815 | 1.1986 | 1.2142 | 1.2304 | 1.2662 | 1.2892 | 1.3097 | 1.3308 | 1.3784 | 1.4105 | 1.4437 | 1.4749 | 1.5344 | 1.5744 | 1.6147 | 1.6633 | 1.7105 | 1.7629 | 1.8134 | 1.8771 | 1.9448 | 2.0163 | 2.0921 | 2.1277 | 2.2152 | 2.3076 | 2.4053 | 2.5074 | 2.5462
BOWESFIELD | NORTON | NPgN | NG FES - Steady Progression | Total CHP capacity (MW) | BSP | 3.8012 | 4.1516 | 4.4025 | 4.4976 | 4.5588 | 4.6088 | 4.6451 | 4.6781 | 4.7123 | 4.7881 | 4.8365 | 4.8798 | 4.9242 | 5.025 | 5.0921 | 5.1617 | 5.2272 | 5.3527 | 5.4368 | 5.5212 | 5.6236 | 5.7229 | 5.8334 | 5.9396 | 6.0734 | 6.2156 | 6.3659 | 6.5253 | 6.5992 | 6.7826 | 6.9767 | 7.1817 | 7.3964 | 7.4761
CHIRTON GRANGE | TYNEMOUTH | NPgN | NG FES - Steady Progression | Total CHP capacity (MW) | BSP | 0.0011424 | 0.27739 | 0.4748 | 0.54973 | 0.59793 | 0.63726 | 0.66593 | 0.69191 | 0.7189 | 0.77874 | 0.817 | 0.85119 | 0.88629 | 0.96581 | 1.019 | 1.0741 | 1.1261 | 1.2252 | 1.2917 | 1.3586 | 1.4396 | 1.5181 | 1.6055 | 1.6894 | 1.7954 | 1.908 | 2.0269 | 2.153 | 2.2119 | 2.3572 | 2.5109 | 2.6733 | 2.8432 | 2.9069
COALBURNS | STELLA SOUTH | NPgN | NG FES - Steady Progression | Total CHP capacity (MW) | BSP | 0.00058489 | 0.18324 | 0.31411 | 0.3637 | 0.39561 | 0.42164 | 0.44059 | 0.45776 | 0.4756 | 0.51513 | 0.54033 | 0.56283 | 0.58594 | 0.63852 | 0.6734 | 0.70959 | 0.74363 | 0.80903 | 0.85275 | 0.89671 | 0.94999 | 1.0017 | 1.0592 | 1.1145 | 1.1841 | 1.2581 | 1.3363 | 1.4193 | 1.4577 | 1.5531 | 1.654 | 1.7607 | 1.8724 | 1.9137
DARLINGTON CENTRAL | NORTON | NPgN | NG FES - Steady Progression | Total CHP capacity (MW) | BSP | 0.00085265 | 0.22026 | 0.37719 | 0.43672 | 0.47502 | 0.50627 | 0.52904 | 0.54967 | 0.57111 | 0.61862 | 0.64898 | 0.67609 | 0.70393 | 0.7671 | 0.80922 | 0.85293 | 0.89405 | 0.97276 | 1.0255 | 1.0785 | 1.1427 | 1.205 | 1.2743 | 1.3409 | 1.4249 | 1.5141 | 1.6085 | 1.7084 | 1.755 | 1.8702 | 1.992 | 2.1207 | 2.2554 | 2.3057
DARLINGTON NORTH | NORTON | NPgN | NG FES - Steady Progression | Total CHP capacity (MW) | BSP | 2.501 | 2.6999 | 2.8419 | 2.8958 | 2.9305 | 2.9588 | 2.9794 | 2.9982 | 3.0176 | 3.0607 | 3.0884 | 3.1131 | 3.1384 | 3.1957 | 3.2342 | 3.2741 | 3.3117 | 3.3833 | 3.4314 | 3.4798 | 3.5382 | 3.595 | 3.6581 | 3.7187 | 3.7954 | 3.8767 | 3.9627 | 4.0538 | 4.0966 | 4.2018 | 4.313 | 4.4304 | 4.5532 | 4.5998
DUNSTON | STELLA NORTH | NPgN | NG FES - Steady Progression | Total CHP capacity (MW) | BSP | 0.0014954 | 0.50378 | 0.86374 | 1.0001 | 1.0879 | 1.1595 | 1.2116 | 1.2588 | 1.3078 | 1.4165 | 1.4857 | 1.5476 | 1.6111 | 1.7556 | 1.8514 | 1.9508 | 2.0443 | 2.2241 | 2.3442 | 2.4649 | 2.6113 | 2.7533 | 2.9114 | 3.0633 | 3.2546 | 3.4578 | 3.6728 | 3.9007 | 4.006 | 4.2681 | 4.5454 | 4.8384 | 5.1453 | 5.2584
FLATWORTH | TYNEMOUTH | NPgN | NG FES - Steady Progression | Total CHP capacity (MW) | BSP | 0.00031518 | 0.11732 | 0.20121 | 0.23298 | 0.25343 | 0.2701 | 0.28224 | 0.29323 | 0.30466 | 0.32996 | 0.34608 | 0.36047 | 0.37525 | 0.40893 | 0.4312 | 0.45432 | 0.47606 | 0.51791 | 0.54586 | 0.57396 | 0.60803 | 0.64106 | 0.67786 | 0.71322 | 0.75771 | 0.80501 | 0.85503 | 0.90807 | 0.93253 | 0.99349 | 1.058 | 1.1262 | 1.1976 | 1.2238
GOSFORTH | TYNEMOUTH | NPgN | NG FES - Steady Progression | Total CHP capacity (MW) | BSP | 1.5499 | 1.7957 | 1.9716 | 2.0383 | 2.0812 | 2.1162 | 2.1417 | 2.1649 | 2.1889 | 2.2421 | 2.2761 | 2.3065 | 2.3376 | 2.4084 | 2.4556 | 2.5045 | 2.5505 | 2.6387 | 2.6977 | 2.7571 | 2.829 | 2.8987 | 2.9763 | 3.0509 | 3.1449 | 3.2448 | 3.3505 | 3.4624 | 3.5145 | 3.6434 | 3.7798 | 3.9239 | 4.0747 | 4.1309
HARROGATE 132/33KV | KNARESBOROUGH | NPgN | NG FES - Steady Progression | Total CHP capacity (MW) | BSP | 0.40074 | 0.61032 | 0.76031 | 0.81719 | 0.85378 | 0.88363 | 0.90538 | 0.92508 | 0.94555 | 0.99092 | 1.0199 | 1.0457 | 1.0723 | 1.1326 | 1.1728 | 1.2144 | 1.2536 | 1.3287 | 1.379 | 1.4295 | 1.4908 | 1.5502 | 1.6163 | 1.6798 | 1.7599 | 1.845 | 1.9349 | 2.0303 | 2.0746 | 2.1843 | 2.3005 | 2.4232 | 2.5516 | 2.5994
HUSTHWAITE | KNARESBOROUGH | NPgN | NG FES - Steady Progression | Total CHP capacity (MW) | BSP | 0.0002688 | 0.13342 | 0.22908 | 0.26527 | 0.28856 | 0.30755 | 0.32136 | 0.33387 | 0.34687 | 0.37564 | 0.39393 | 0.41025 | 0.42701 | 0.46533 | 0.49052 | 0.51666 | 0.54124 | 0.58876 | 0.62042 | 0.65223 | 0.69086 | 0.7283 | 0.77005 | 0.81015 | 0.86052 | 0.91409 | 0.97077 | 1.0309 | 1.0584 | 1.1274 | 1.2004 | 1.2776 | 1.3585 | 1.3878
LEEMING BAR_SKEEBY | NORTON | NPgN | NG FES - Steady Progression | Total CHP capacity (MW) | BSP | 0.26293 | 0.79687 | 1.1807 | 1.3258 | 1.4193 | 1.4954 | 1.5508 | 1.601 | 1.6531 | 1.7684 | 1.8417 | 1.907 | 1.9742 | 2.1279 | 2.2287 | 2.3333 | 2.4317 | 2.6221 | 2.7489 | 2.8762 | 3.031 | 3.181 | 3.3482 | 3.5088 | 3.7105 | 3.925 | 4.152 | 4.3928 | 4.5028 | 4.7788 | 5.0712 | 5.3803 | 5.7042 | 5.8212
LINTON | BLYTH 132kV | NPgN | NG FES - Steady Progression | Total CHP capacity (MW) | BSP | 0.0007816 | 0.3354 | 0.57562 | 0.66654 | 0.72506 | 0.77277 | 0.80748 | 0.83891 | 0.87158 | 0.94392 | 0.98994 | 1.031 | 1.0732 | 1.1695 | 1.233 | 1.2988 | 1.3608 | 1.4803 | 1.56 | 1.6401 | 1.7373 | 1.8316 | 1.9366 | 2.0375 | 2.1644 | 2.2993 | 2.442 | 2.5933 | 2.6628 | 2.8365 | 3.0204 | 3.2148 | 3.4185 | 3.4927
MALTON GRID | OSBALDWICK | NPgN | NG FES - Steady Progression | Total CHP capacity (MW) | BSP | 0.0011821 | 0.46834 | 0.80358 | 0.93049 | 1.0122 | 1.0788 | 1.1272 | 1.1711 | 1.2167 | 1.3177 | 1.3821 | 1.4394 | 1.4984 | 1.6328 | 1.7215 | 1.8136 | 1.9002 | 2.0672 | 2.1786 | 2.2905 | 2.4264 | 2.5581 | 2.7048 | 2.8458 | 3.0231 | 3.2116 | 3.411 | 3.6225 | 3.7197 | 3.9625 | 4.2196 | 4.4913 | 4.7759 | 4.88
MELROSEGATE | OSBALDWICK | NPgN | NG FES - Steady Progression | Total CHP capacity (MW) | BSP | 3.0019 | 3.5558 | 3.9523 | 4.1027 | 4.1994 | 4.2783 | 4.3358 | 4.3879 | 4.442 | 4.5619 | 4.6384 | 4.7067 | 4.7769 | 4.9363 | 5.0424 | 5.1524 | 5.2559 | 5.4544 | 5.5873 | 5.7209 | 5.8827 | 6.0396 | 6.2143 | 6.3822 | 6.5938 | 6.8186 | 7.0563 | 7.3082 | 7.4252 | 7.7152 | 8.022 | 8.3462 | 8.6855 | 8.8116
NORTH TEES | NORTON | NPgN | NG FES - Steady Progression | Total CHP capacity (MW) | BSP | 0.0012936 | 0.51314 | 0.88037 | 1.0194 | 1.1089 | 1.1819 | 1.2349 | 1.283 | 1.333 | 1.4437 | 1.5141 | 1.577 | 1.6416 | 1.7889 | 1.8862 | 1.9871 | 2.082 | 2.265 | 2.387 | 2.5098 | 2.6586 | 2.803 | 2.9638 | 3.1183 | 3.3126 | 3.5192 | 3.7378 | 3.9695 | 4.0761 | 4.3422 | 4.624 | 4.9218 | 5.2337 | 5.3478
POTTER HOUSE | SPENNYMOOR | NPgN | NG FES - Steady Progression | Total CHP capacity (MW) | BSP | 0.0011892 | 0.34322 | 0.58807 | 0.6809 | 0.74063 | 0.78936 | 0.82484 | 0.857 | 0.89041 | 0.96444 | 1.0117 | 1.0539 | 1.0972 | 1.1957 | 1.2611 | 1.3291 | 1.393 | 1.5155 | 1.5976 | 1.68 | 1.7799 | 1.8768 | 1.9847 | 2.0884 | 2.219 | 2.3578 | 2.5045 | 2.6601 | 2.7323 | 2.9113 | 3.1008 | 3.3009 | 3.5104 | 3.5882
RAVENSWORTH | STELLA SOUTH | NPgN | NG FES - Steady Progression | Total CHP capacity (MW) | BSP | 0.00037503 | 0.16648 | 0.28573 | 0.33086 | 0.35991 | 0.3836 | 0.40082 | 0.41643 | 0.43264 | 0.46855 | 0.49139 | 0.51177 | 0.53271 | 0.58052 | 0.61201 | 0.64471 | 0.67544 | 0.73477 | 0.77433 | 0.81409 | 0.86235 | 0.90913 | 0.96127 | 1.0114 | 1.0743 | 1.1413 | 1.2121 | 1.2872 | 1.3217 | 1.4079 | 1.4992 | 1.5956 | 1.6967 | 1.7336
SCARBOROUGH GRID | OSBALDWICK | NPgN | NG FES - Steady Progression | Total CHP capacity (MW) | BSP | 2.4018 | 2.9078 | 3.2699 | 3.4072 | 3.4955 | 3.5676 | 3.6201 | 3.6677 | 3.7171 | 3.8266 | 3.8965 | 3.959 | 4.0231 | 4.1687 | 4.2656 | 4.3662 | 4.4608 | 4.6421 | 4.7635 | 4.8855 | 5.0334 | 5.1768 | 5.3364 | 5.4898 | 5.6831 | 5.8885 | 6.1057 | 6.3358 | 6.4427 | 6.7077 | 6.9881 | 7.2843 | 7.5944 | 7.7096
SEAL SANDS | SALTHOLME | NPgN | NG FES - Steady Progression | Total CHP capacity (MW) | BSP | 95.95 | 95.9531 | 95.9554 | 95.9562 | 95.9567 | 95.9572 | 95.9575 | 95.9578 | 95.9581 | 95.9588 | 95.9592 | 95.9596 | 95.96 | 95.9609 | 95.9614 | 95.962 | 95.9626 | 95.9637 | 95.9644 | 95.9652 | 95.9661 | 95.9669 | 95.9679 | 95.9688 | 95.97 | 95.9712 | 95.9726 | 95.9739 | 95.9746 | 95.9762 | 95.9778 | 95.9796 | 95.9815 | 95.9821
SPADEADAM 33KV | SPADEADAM | NPgN | NG FES - Steady Progression | Total CHP capacity (MW) | BSP | 0 | 0.011529 | 0.01985 | 0.022989 | 0.025011 | 0.026657 | 0.027852 | 0.028934 | 0.030058 | 0.032543 | 0.034116 | 0.035516 | 0.036955 | 0.040273 | 0.042419 | 0.044649 | 0.046743 | 0.050835 | 0.053546 | 0.056267 | 0.059581 | 0.062793 | 0.066379 | 0.069822 | 0.074129 | 0.078715 | 0.083572 | 0.088729 | 0.091044 | 0.09693 | 0.10317 | 0.10978 | 0.1167 | 0.11914
SPENNYMOOR 132/66KV | SPENNYMOOR | NPgN | NG FES - Steady Progression | Total CHP capacity (MW) | BSP | 0.002098 | 0.4309 | 0.73694 | 0.85319 | 0.92796 | 0.989 | 1.0335 | 1.0739 | 1.1158 | 1.2087 | 1.2683 | 1.3215 | 1.3761 | 1.4996 | 1.5825 | 1.6685 | 1.7495 | 1.9037 | 2.0074 | 2.1116 | 2.2376 | 2.3599 | 2.4958 | 2.6265 | 2.7917 | 2.967 | 3.1523 | 3.3485 | 3.4407 | 3.6673 | 3.9069 | 4.1598 | 4.4245 | 4.5247
TORONTO | SPENNYMOOR | NPgN | NG FES - Steady Progression | Total CHP capacity (MW) | BSP | 0.0015499 | 0.3286 | 0.5621 | 0.65078 | 0.70781 | 0.75438 | 0.78832 | 0.81909 | 0.85106 | 0.92195 | 0.96733 | 1.0079 | 1.0495 | 1.1437 | 1.2069 | 1.2724 | 1.3341 | 1.4516 | 1.5306 | 1.61 | 1.7061 | 1.7992 | 1.9029 | 2.0025 | 2.1283 | 2.2619 | 2.4031 | 2.5526 | 2.6228 | 2.7954 | 2.978 | 3.1707 | 3.3724 | 3.4485
WORMALD GREEN 132/33KV | KNARESBOROUGH | NPgN | NG FES - Steady Progression | Total CHP capacity (MW) | BSP | 0.00077101 | 0.26326 | 0.45144 | 0.52272 | 0.56859 | 0.60601 | 0.63323 | 0.6579 | 0.68354 | 0.74032 | 0.77651 | 0.8088 | 0.84198 | 0.91754 | 0.96755 | 1.0195 | 1.0683 | 1.1622 | 1.2249 | 1.288 | 1.3645 | 1.4386 | 1.5212 | 1.6006 | 1.7005 | 1.8067 | 1.9189 | 2.038 | 2.093 | 2.2298 | 2.3746 | 2.5277 | 2.688 | 2.747
ATTERCLIFFE | WEST MELTON / THORPE MARSH | NPgY | NG FES - Steady Progression | Total CHP capacity (MW) | BSP | 0.36634 | 0.51069 | 0.72276 | 0.80295 | 0.85458 | 0.89666 | 0.92725 | 0.95496 | 0.98375 | 1.0475 | 1.088 | 1.1241 | 1.1612 | 1.2461 | 1.3018 | 1.3596 | 1.414 | 1.5192 | 1.5892 | 1.6596 | 1.7451 | 1.828 | 1.9204 | 2.0091 | 2.1206 | 2.2391 | 2.3645 | 2.4976 | 2.5584 | 2.7109 | 2.8724 | 3.0432 | 3.2222 | 3.2869
BARUGH 132/66KV | WEST MELTON SECTION 3 | NPgY | NG FES - Steady Progression | Total CHP capacity (MW) | BSP | 0.0009377 | 0.22635 | 0.55503 | 0.67955 | 0.75967 | 0.82503 | 0.87259 | 0.91569 | 0.96047 | 1.0597 | 1.1229 | 1.1793 | 1.2373 | 1.3693 | 1.4566 | 1.5473 | 1.6326 | 1.7967 | 1.9063 | 2.0165 | 2.1501 | 2.2797 | 2.424 | 2.5627 | 2.7372 | 2.9227 | 3.1189 | 3.3268 | 3.4229 | 3.662 | 3.9151 | 4.1825 | 4.4626 | 4.5657
BEESTON ROYDS 132/33KV | KIRKSTALL B | NPgY | NG FES - Steady Progression | Total CHP capacity (MW) | BSP | 0.00076917 | 0.27894 | 0.68703 | 0.84141 | 0.94077 | 1.0218 | 1.0807 | 1.134 | 1.1895 | 1.3122 | 1.3903 | 1.4599 | 1.5314 | 1.6949 | 1.8023 | 1.9138 | 2.0187 | 2.2214 | 2.3564 | 2.4921 | 2.6569 | 2.8167 | 2.9948 | 3.1658 | 3.3807 | 3.6092 | 3.851 | 4.1075 | 4.2249 | 4.519 | 4.8305 | 5.1599 | 5.5049 | 5.6301
BEVERLEY 132/33KV | CREYKE BECK | NPgY | NG FES - Steady Progression | Total CHP capacity (MW) | BSP | 1.5207 | 1.8112 | 2.2379 | 2.3992 | 2.5031 | 2.5878 | 2.6493 | 2.7051 | 2.763 | 2.8913 | 2.9728 | 3.0454 | 3.1201 | 3.291 | 3.4031 | 3.5195 | 3.6289 | 3.8407 | 3.9817 | 4.1233 | 4.2954 | 4.4622 | 4.6482 | 4.8268 | 5.0512 | 5.2898 | 5.5422 | 5.81 | 5.9324 | 6.2394 | 6.5646 | 6.9085 | 7.2687 | 7.3991
BINGLEY 132/33KV | BRADFORD WEST | NPgY | NG FES - Steady Progression | Total CHP capacity (MW) | BSP | 0.00091342 | 0.17553 | 0.42886 | 0.52494 | 0.58676 | 0.63719 | 0.67393 | 0.70723 | 0.74182 | 0.81848 | 0.86744 | 0.91116 | 0.95607 | 1.058 | 1.1259 | 1.1964 | 1.2626 | 1.3896 | 1.4746 | 1.5601 | 1.6637 | 1.7641 | 1.8759 | 1.9833 | 2.1187 | 2.2626 | 2.4148 | 2.5759 | 2.651 | 2.8366 | 3.0331 | 3.2405 | 3.4578 | 3.5387
BLACKBURN MEADOWS B | WEST MELTON / THORPE MARSH | NPgY | NG FES - Steady Progression | Total CHP capacity (MW) | BSP | 0.00017649 | 0.080547 | 0.19874 | 0.24343 | 0.2722 | 0.29565 | 0.31269 | 0.32813 | 0.34417 | 0.37967 | 0.40222 | 0.42232 | 0.44298 | 0.49029 | 0.52128 | 0.55346 | 0.5837 | 0.6423 | 0.6813 | 0.72047 | 0.76807 | 0.81421 | 0.86566 | 0.91508 | 0.97711 | 1.0431 | 1.1129 | 1.187 | 1.2208 | 1.3057 | 1.3956 | 1.4907 | 1.5903 | 1.6262
BLYTON | KEADBY | NPgY | NG FES - Steady Progression | Total CHP capacity (MW) | BSP | 3.1755 | 3.361 | 3.633 | 3.736 | 3.8022 | 3.8562 | 3.8955 | 3.931 | 3.968 | 4.0498 | 4.1019 | 4.1483 | 4.196 | 4.305 | 4.3766 | 4.451 | 4.521 | 4.6561 | 4.7462 | 4.8367 | 4.9466 | 5.0532 | 5.1719 | 5.286 | 5.4293 | 5.5818 | 5.743 | 5.9141 | 5.9924 | 6.1886 | 6.3964 | 6.6161 | 6.8462 | 6.9298
BRADFORD | BRADFORD WEST | NPgY | NG FES - Steady Progression | Total CHP capacity (MW) | BSP | 0.0012359 | 0.33548 | 0.82386 | 1.0088 | 1.1278 | 1.2249 | 1.2955 | 1.3594 | 1.4259 | 1.5731 | 1.6669 | 1.7505 | 1.8365 | 2.0324 | 2.1619 | 2.2962 | 2.4225 | 2.6659 | 2.8283 | 2.9916 | 3.1897 | 3.3818 | 3.5958 | 3.8013 | 4.0599 | 4.3348 | 4.6256 | 4.9339 | 5.0759 | 5.4301 | 5.805 | 6.2013 | 6.6163 | 6.7684
BRAMHAM | FERRYBRIDGE B | NPgY | NG FES - Steady Progression | Total CHP capacity (MW) | BSP | 0.00040692 | 0.21867 | 0.54018 | 0.66169 | 0.73992 | 0.80367 | 0.85 | 0.89195 | 0.93556 | 1.032 | 1.0933 | 1.1479 | 1.204 | 1.3326 | 1.4167 | 1.504 | 1.586 | 1.7452 | 1.8511 | 1.9574 | 2.0867 | 2.212 | 2.3517 | 2.4859 | 2.6543 | 2.8334 | 3.023 | 3.2241 | 3.3156 | 3.5459 | 3.79 | 4.0481 | 4.3185 | 4.4157
BRANSHOLME | CREYKE BECK | NPgY | NG FES - Steady Progression | Total CHP capacity (MW) | BSP | 0.00032917 | 0.072715 | 0.17798 | 0.21788 | 0.24355 | 0.2645 | 0.27975 | 0.29356 | 0.30792 | 0.33973 | 0.36003 | 0.37815 | 0.39676 | 0.43907 | 0.46718 | 0.49634 | 0.52377 | 0.57642 | 0.61164 | 0.64705 | 0.68996 | 0.73157 | 0.7779 | 0.82242 | 0.87851 | 0.93811 | 1.0011 | 1.0679 | 1.0989 | 1.1758 | 1.2571 | 1.343 | 1.433 | 1.4663
BRIGHOUSE 132/33KV | ELLAND | NPgY | NG FES - Steady Progression | Total CHP capacity (MW) | BSP | 0.00085309 | 0.22296 | 0.54725 | 0.67007 | 0.7491 | 0.81356 | 0.86046 | 0.90295 | 0.94711 | 1.0449 | 1.1072 | 1.1628 | 1.2199 | 1.3501 | 1.4361 | 1.5254 | 1.6094 | 1.7711 | 1.8791 | 1.9876 | 2.1192 | 2.2469 | 2.3891 | 2.5257 | 2.6975 | 2.8803 | 3.0735 | 3.2784 | 3.3729 | 3.6083 | 3.8575 | 4.1209 | 4.3968 | 4.498
DONCASTER B/THORPE MARSH | WEST MELTON / THORPE MARSH | NPgY | NG FES - Steady Progression | Total CHP capacity (MW) | BSP | 0.0010488 | 0.4039 | 0.99516 | 1.2188 | 1.3628 | 1.4801 | 1.5654 | 1.6427 | 1.723 | 1.9008 | 2.0138 | 2.1146 | 2.2182 | 2.455 | 2.6105 | 2.772 | 2.9238 | 3.2174 | 3.4129 | 3.6094 | 3.8481 | 4.0794 | 4.3373 | 4.585 | 4.8961 | 5.227 | 5.5772 | 5.9485 | 6.1184 | 6.5443 | 6.9953 | 7.4722 | 7.9718 | 8.1529
DONCASTER CENTRAL | WEST MELTON / THORPE MARSH | NPgY | NG FES - Steady Progression | Total CHP capacity (MW) | BSP | 0.00024935 | 0.097713 | 0.24084 | 0.29497 | 0.32981 | 0.35821 | 0.37886 | 0.39757 | 0.41701 | 0.46003 | 0.48737 | 0.51175 | 0.5368 | 0.59412 | 0.63175 | 0.67081 | 0.70751 | 0.77856 | 0.82587 | 0.8734 | 0.93113 | 0.9871 | 1.0495 | 1.1094 | 1.1847 | 1.2647 | 1.3495 | 1.4393 | 1.4804 | 1.5834 | 1.6925 | 1.8079 | 1.9287 | 1.9725
DRIFFIELD/BEVERLEY GROUP | CREYKE BECK | NPgY | NG FES - Steady Progression | Total CHP capacity (MW) | BSP | 0.001037 | 0.45938 | 1.1334 | 1.3882 | 1.5523 | 1.686 | 1.7832 | 1.8712 | 1.9627 | 2.1651 | 2.2938 | 2.4084 | 2.5262 | 2.796 | 2.9728 | 3.1563 | 3.3288 | 3.663 | 3.8854 | 4.1088 | 4.3803 | 4.6434 | 4.9369 | 5.2187 | 5.5725 | 5.9488 | 6.3471 | 6.7695 | 6.9622 | 7.4463 | 7.9592 | 8.5014 | 9.0697 | 9.2746
FEATHERSTONE | FERRYBRIDGE B | NPgY | NG FES - Steady Progression | Total CHP capacity (MW) | BSP | 0.00069539 | 0.21239 | 0.52226 | 0.63955 | 0.71503 | 0.77658 | 0.82135 | 0.86191 | 0.90406 | 0.99737 | 1.0568 | 1.1097 | 1.1641 | 1.2884 | 1.3703 | 1.4553 | 1.5352 | 1.6894 | 1.7922 | 1.8956 | 2.021 | 2.1426 | 2.2781 | 2.4083 | 2.572 | 2.746 | 2.9301 | 3.1254 | 3.215 | 3.4391 | 3.6764 | 3.9273 | 4.19 | 4.2859
GIRLINGTON | BRADFORD WEST | NPgY | NG FES - Steady Progression | Total CHP capacity (MW) | BSP | 0.38294 | 0.61798 | 0.96104 | 1.091 | 1.1746 | 1.2428 | 1.2924 | 1.3374 | 1.3841 | 1.4876 | 1.5535 | 1.6123 | 1.6728 | 1.8105 | 1.9016 | 1.9961 | 2.085 | 2.2561 | 2.3704 | 2.4853 | 2.6246 | 2.7596 | 2.9101 | 3.0547 | 3.2366 | 3.43 | 3.6346 | 3.8514 | 3.9514 | 4.2007 | 4.4645 | 4.7432 | 5.0352 | 5.1425
HALIFAX 132/33KV | ELLAND | NPgY | NG FES - Steady Progression | Total CHP capacity (MW) | BSP | 0.00039871 | 0.14122 | 0.34781 | 0.42596 | 0.47627 | 0.51728 | 0.5471 | 0.57411 | 0.60218 | 0.66432 | 0.70382 | 0.73906 | 0.77525 | 0.85802 | 0.91242 | 0.96889 | 1.022 | 1.1246 | 1.193 | 1.2617 | 1.3451 | 1.426 | 1.5161 | 1.6027 | 1.7115 | 1.8272 | 1.9496 | 2.0795 | 2.1389 | 2.2878 | 2.4455 | 2.6123 | 2.787 | 2.8503
HECKMONDWIKE | SKELTON GRANGE | NPgY | NG FES - Steady Progression | Total CHP capacity (MW) | BSP | 0.00055716 | 0.15579 | 0.38264 | 0.46854 | 0.52381 | 0.56889 | 0.60169 | 0.6314 | 0.66228 | 0.73065 | 0.77419 | 0.81304 | 0.85295 | 0.94397 | 1.0041 | 1.0664 | 1.1251 | 1.2381 | 1.3136 | 1.3894 | 1.4814 | 1.5706 | 1.6699 | 1.7654 | 1.8855 | 2.0132 | 2.1482 | 2.2914 | 2.3573 | 2.5218 | 2.6959 | 2.8799 | 3.0726 | 3.1432
HOLMFIELD | BRADFORD WEST | NPgY | NG FES - Steady Progression | Total CHP capacity (MW) | BSP | 0.0012616 | 0.18753 | 0.45588 | 0.55782 | 0.62339 | 0.67691 | 0.71594 | 0.75133 | 0.78809 | 0.86961 | 0.92182 | 0.96849 | 1.0164 | 1.1247 | 1.1974 | 1.2729 | 1.3439 | 1.4791 | 1.57 | 1.6614 | 1.7719 | 1.8791 | 1.9984 | 2.113 | 2.2578 | 2.4116 | 2.5741 | 2.7462 | 2.8271 | 3.0258 | 3.236 | 3.4578 | 3.6899 | 3.7778
HULL EAST 132/33KV | SALTEND NORTH | NPgY | NG FES - Steady Progression | Total CHP capacity (MW) | BSP | 15.0005 | 15.1538 | 15.3777 | 15.4625 | 15.517 | 15.5615 | 15.5939 | 15.6232 | 15.6537 | 15.7212 | 15.7642 | 15.8025 | 15.8419 | 15.9317 | 15.991 | 16.0526 | 16.1105 | 16.222 | 16.2965 | 16.3713 | 16.4621 | 16.5502 | 16.6482 | 16.7425 | 16.861 | 16.987 | 17.1203 | 17.2616 | 17.3266 | 17.4889 | 17.6608 | 17.8424 | 18.0326 | 18.1023
HULL SOUTH | CREYKE BECK | NPgY | NG FES - Steady Progression | Total CHP capacity (MW) | BSP | 1.201 | 1.507 | 1.9549 | 2.1245 | 2.2336 | 2.3226 | 2.3873 | 2.4459 | 2.5068 | 2.6417 | 2.7276 | 2.8041 | 2.8828 | 3.0624 | 3.1807 | 3.3036 | 3.419 | 3.6419 | 3.7906 | 3.94 | 4.1213 | 4.297 | 4.4929 | 4.6811 | 4.9177 | 5.1692 | 5.4353 | 5.7175 | 5.847 | 6.1709 | 6.5139 | 6.8765 | 7.2562 | 7.3947
HULL WEST | CREYKE BECK | NPgY | NG FES - Steady Progression | Total CHP capacity (MW) | BSP | 3.8604 | 3.9946 | 4.1909 | 4.2653 | 4.3131 | 4.3521 | 4.3805 | 4.4062 | 4.4329 | 4.492 | 4.5296 | 4.5632 | 4.5977 | 4.6764 | 4.7283 | 4.7822 | 4.8328 | 4.9305 | 4.9957 | 5.0611 | 5.1406 | 5.2177 | 5.3036 | 5.3861 | 5.4898 | 5.6 | 5.7167 | 5.8404 | 5.8972 | 6.0392 | 6.1896 | 6.3485 | 6.515 | 6.5757
HUMBERSTON | GRIMSBY WEST | NPgY | NG FES - Steady Progression | Total CHP capacity (MW) | BSP | 0.95054 | 1.0399 | 1.169 | 1.218 | 1.2496 | 1.2753 | 1.2941 | 1.3111 | 1.3287 | 1.3679 | 1.3929 | 1.4153 | 1.4383 | 1.4903 | 1.5252 | 1.5613 | 1.5953 | 1.6602 | 1.7038 | 1.7476 | 1.8006 | 1.852 | 1.9092 | 1.9642 | 2.0336 | 2.1073 | 2.1852 | 2.2677 | 2.3063 | 2.4015 | 2.5022 | 2.6085 | 2.7197 | 2.7616
HUNNINGLEY | WEST MELTON SECTION 3 | NPgY | NG FES - Steady Progression | Total CHP capacity (MW) | BSP | 0.00024727 | 0.085116 | 0.20954 | 0.25661 | 0.28691 | 0.31162 | 0.32958 | 0.34585 | 0.36276 | 0.4002 | 0.42401 | 0.44524 | 0.46706 | 0.51692 | 0.54971 | 0.58375 | 0.61575 | 0.67759 | 0.7188 | 0.76022 | 0.8105 | 0.85924 | 0.91357 | 0.96576 | 1.0313 | 1.1011 | 1.1749 | 1.2531 | 1.289 | 1.3787 | 1.4738 | 1.5743 | 1.6796 | 1.7179
HUNSHELF | WEST MELTON SECTION 3 | NPgY | NG FES - Steady Progression | Total CHP capacity (MW) | BSP | 0.00040614 | 0.097994 | 0.24028 | 0.29419 | 0.32888 | 0.35717 | 0.37776 | 0.39642 | 0.4158 | 0.45875 | 0.48611 | 0.51054 | 0.53563 | 0.59277 | 0.63061 | 0.66988 | 0.70681 | 0.77784 | 0.8253 | 0.87301 | 0.93085 | 0.98694 | 1.0494 | 1.1094 | 1.185 | 1.2653 | 1.3502 | 1.4403 | 1.4819 | 1.5854 | 1.695 | 1.8107 | 1.932 | 1.9766
IMMINGHAM | GRIMSBY WEST | NPgY | NG FES - Steady Progression | Total CHP capacity (MW) | BSP | 33.8751 | 33.9488 | 34.0573 | 34.0982 | 34.1246 | 34.1461 | 34.1618 | 34.1759 | 34.1906 | 34.2232 | 34.2439 | 34.2623 | 34.2812 | 34.3246 | 34.353 | 34.3825 | 34.4102 | 34.4639 | 34.4996 | 34.5355 | 34.5791 | 34.6214 | 34.6686 | 34.7139 | 34.7707 | 34.8312 | 34.8952 | 34.9631 | 34.994 | 35.0717 | 35.1541 | 35.2412 | 35.3325 | 35.3654
KIRKHAW LANE | FERRYBRIDGE B | NPgY | NG FES - Steady Progression | Total CHP capacity (MW) | BSP | 49.2774 | 49.3836 | 49.5392 | 49.598 | 49.6359 | 49.6668 | 49.6893 | 49.7096 | 49.7308 | 49.7776 | 49.8074 | 49.834 | 49.8614 | 49.9237 | 49.9648 | 50.0075 | 50.0476 | 50.125 | 50.1766 | 50.2285 | 50.2915 | 50.3525 | 50.4206 | 50.4859 | 50.5681 | 50.6555 | 50.7479 | 50.8459 | 50.8909 | 51.0034 | 51.1225 | 51.2485 | 51.3804 | 51.4285
KIRKSTALL C 2/5 | KIRKSTALL B | NPgY | NG FES - Steady Progression | Total CHP capacity (MW) | BSP | 15.0002 | 15.1674 | 15.414 | 15.5072 | 15.5672 | 15.6161 | 15.6516 | 15.6838 | 15.7172 | 15.7911 | 15.838 | 15.8798 | 15.9228 | 16.0214 | 16.0857 | 16.1525 | 16.2152 | 16.3372 | 16.4182 | 16.4995 | 16.5985 | 16.6944 | 16.8014 | 16.9042 | 17.033 | 17.1701 | 17.3152 | 17.4692 | 17.539 | 17.7152 | 17.9019 | 18.0994 | 18.3064 | 18.3804
KIRKSTALL C/RING ROAD HORSFORTH | KIRKSTALL B | NPgY | NG FES - Steady Progression | Total CHP capacity (MW) | BSP | 0.00092291 | 0.25472 | 0.62537 | 0.76572 | 0.85605 | 0.92971 | 0.98331 | 1.0319 | 1.0823 | 1.1941 | 1.2653 | 1.3288 | 1.394 | 1.5428 | 1.641 | 1.7431 | 1.839 | 2.0237 | 2.1471 | 2.2711 | 2.4215 | 2.5673 | 2.7298 | 2.8858 | 3.0822 | 3.2909 | 3.5117 | 3.7458 | 3.8537 | 4.1226 | 4.4073 | 4.7082 | 5.0234 | 5.1389
LEEDS EAST | SKELTON GRANGE | NPgY | NG FES - Steady Progression | Total CHP capacity (MW) | BSP | 4.6158 | 4.8408 | 5.1699 | 5.2945 | 5.3747 | 5.4401 | 5.4876 | 5.5307 | 5.5755 | 5.6746 | 5.7378 | 5.7941 | 5.8519 | 5.9839 | 6.071 | 6.1614 | 6.2464 | 6.4103 | 6.5196 | 6.6295 | 6.7629 | 6.8922 | 7.0362 | 7.1746 | 7.3487 | 7.5337 | 7.7295 | 7.937 | 8.0325 | 8.2708 | 8.5232 | 8.7899 | 9.0693 | 9.1714
LEEDS NORTH | SKELTON GRANGE | NPgY | NG FES - Steady Progression | Total CHP capacity (MW) | BSP | 2.0007 | 2.2617 | 2.6451 | 2.7901 | 2.8834 | 2.9595 | 3.0148 | 3.0649 | 3.1169 | 3.2322 | 3.3054 | 3.3707 | 3.4378 | 3.5914 | 3.6921 | 3.7967 | 3.8951 | 4.0854 | 4.2121 | 4.3394 | 4.494 | 4.6439 | 4.8111 | 4.9716 | 5.1732 | 5.3876 | 5.6145 | 5.8551 | 5.9651 | 6.241 | 6.5333 | 6.8423 | 7.166 | 7.2832
LINDLEY | ELLAND | NPgY | NG FES - Steady Progression | Total CHP capacity (MW) | BSP | 3.3263 | 3.569 | 3.9208 | 4.0543 | 4.1401 | 4.2102 | 4.2612 | 4.3075 | 4.3555 | 4.462 | 4.5301 | 4.5908 | 4.6532 | 4.7948 | 4.8892 | 4.9872 | 5.0793 | 5.2557 | 5.3739 | 5.4928 | 5.6367 | 5.7762 | 5.9316 | 6.0809 | 6.2691 | 6.4691 | 6.6805 | 6.9046 | 7.0089 | 7.267 | 7.5401 | 7.8285 | 8.1304 | 8.243
LOW ROAD | SKELTON GRANGE | NPgY | NG FES - Steady Progression | Total CHP capacity (MW) | BSP | 0.00038667 | 0.25344 | 0.62681 | 0.76786 | 0.85868 | 0.93269 | 0.98645 | 1.0351 | 1.0857 | 1.1977 | 1.2687 | 1.332 | 1.397 | 1.5463 | 1.6437 | 1.7448 | 1.8398 | 2.0245 | 2.1471 | 2.2704 | 2.4202 | 2.5654 | 2.7274 | 2.883 | 3.0781 | 3.2857 | 3.5054 | 3.7386 | 3.8444 | 4.1112 | 4.394 | 4.6931 | 5.0065 | 5.1186
MALLARD WAY | WEST MELTON / THORPE MARSH | NPgY | NG FES - Steady Progression | Total CHP capacity (MW) | BSP | 2.4814 | 2.6048 | 2.7856 | 2.854 | 2.8981 | 2.934 | 2.9601 | 2.9838 | 3.0083 | 3.0628 | 3.0974 | 3.1282 | 3.16 | 3.2324 | 3.2801 | 3.3296 | 3.3762 | 3.4661 | 3.526 | 3.5862 | 3.6593 | 3.7302 | 3.8092 | 3.8851 | 3.9804 | 4.0818 | 4.1891 | 4.3029 | 4.355 | 4.4856 | 4.6238 | 4.77 | 4.9231 | 4.9787
MENSTON | BRADFORD WEST | NPgY | NG FES - Steady Progression | Total CHP capacity (MW) | BSP | 4.5606 | 4.7236 | 4.9619 | 5.0521 | 5.1101 | 5.1575 | 5.1919 | 5.2231 | 5.2556 | 5.3274 | 5.3731 | 5.4139 | 5.4558 | 5.5514 | 5.6146 | 5.6801 | 5.7417 | 5.8604 | 5.9397 | 6.0193 | 6.116 | 6.2096 | 6.314 | 6.4143 | 6.5404 | 6.6746 | 6.8164 | 6.9668 | 7.0361 | 7.2088 | 7.3917 | 7.585 | 7.7875 | 7.8617
MOSS ROAD | GRIMSBY WEST | NPgY | NG FES - Steady Progression | Total CHP capacity (MW) | BSP | 0.00040696 | 0.13795 | 0.33958 | 0.41587 | 0.46497 | 0.50501 | 0.53412 | 0.56049 | 0.5879 | 0.64857 | 0.68715 | 0.72156 | 0.75692 | 0.83772 | 0.89087 | 0.94605 | 0.99791 | 1.0981 | 1.1649 | 1.232 | 1.3135 | 1.3925 | 1.4806 | 1.5652 | 1.6715 | 1.7845 | 1.9041 | 2.0309 | 2.089 | 2.2345 | 2.3886 | 2.5515 | 2.7221 | 2.7841
OSGODBY 1/2 | DRAX | NPgY | NG FES - Steady Progression | Total CHP capacity (MW) | BSP | 0 | 0 | 0 | 0 | 0 | 0 | 0 | 0 | 0 | 0 | 0 | 0 | 0 | 0 | 0 | 0 | 0 | 0 | 0 | 0 | 0 | 0 | 0 | 0 | 0 | 0 | 0 | 0 | 0 | 0 | 0 | 0 | 0 | 0
OSGODBY 3/4 | DRAX | NPgY | NG FES - Steady Progression | Total CHP capacity (MW) | BSP | 8.0753 | 8.2203 | 8.4333 | 8.5138 | 8.5657 | 8.608 | 8.6387 | 8.6665 | 8.6954 | 8.7594 | 8.8001 | 8.8364 | 8.8736 | 8.9589 | 9.0148 | 9.0729 | 9.1274 | 9.2331 | 9.3034 | 9.374 | 9.4599 | 9.5431 | 9.6359 | 9.725 | 9.8369 | 9.9559 | 10.0818 | 10.2154 | 10.2764 | 10.4295 | 10.5917 | 10.7631 | 10.9428 | 11.0077
RODLEY | SKELTON GRANGE | NPgY | NG FES - Steady Progression | Total CHP capacity (MW) | BSP | 0.00097833 | 0.22564 | 0.55286 | 0.67686 | 0.75664 | 0.82172 | 0.86909 | 0.91202 | 0.95663 | 1.0554 | 1.1184 | 1.1747 | 1.2324 | 1.3639 | 1.4511 | 1.5415 | 1.6266 | 1.7901 | 1.8994 | 2.0092 | 2.1424 | 2.2715 | 2.4154 | 2.5535 | 2.7276 | 2.9125 | 3.1081 | 3.3154 | 3.4113 | 3.6497 | 3.9021 | 4.1687 | 4.4479 | 4.5509
SAINT ANDREWS ROAD 132/33KV | SKELTON GRANGE | NPgY | NG FES - Steady Progression | Total CHP capacity (MW) | BSP | 19.9509 | 20.1738 | 20.4989 | 20.6221 | 20.7013 | 20.766 | 20.813 | 20.8556 | 20.8999 | 20.998 | 21.0605 | 21.1163 | 21.1736 | 21.3042 | 21.3906 | 21.4803 | 21.5646 | 21.7269 | 21.8352 | 21.9442 | 22.0763 | 22.2044 | 22.3472 | 22.4843 | 22.6568 | 22.8403 | 23.0343 | 23.2399 | 23.3349 | 23.5713 | 23.8215 | 24.086 | 24.3629 | 24.4648
SALTEND 132/33KV | SALTEND NORTH | NPgY | NG FES - Steady Progression | Total CHP capacity (MW) | BSP | 11.05 | 11.0518 | 11.0545 | 11.0555 | 11.0562 | 11.0567 | 11.0571 | 11.0575 | 11.0578 | 11.0586 | 11.0592 | 11.0596 | 11.0601 | 11.0612 | 11.0619 | 11.0626 | 11.0633 | 11.0646 | 11.0655 | 11.0664 | 11.0674 | 11.0685 | 11.0696 | 11.0708 | 11.0722 | 11.0737 | 11.0752 | 11.0769 | 11.0777 | 11.0796 | 11.0816 | 11.0837 | 11.086 | 11.0868
SANTON | KEADBY | NPgY | NG FES - Steady Progression | Total CHP capacity (MW) | BSP | 0.32039 | 0.46559 | 0.67867 | 0.75927 | 0.81115 | 0.85345 | 0.8842 | 0.91205 | 0.941 | 1.0051 | 1.0458 | 1.0821 | 1.1195 | 1.2048 | 1.2609 | 1.3191 | 1.3738 | 1.4796 | 1.5501 | 1.621 | 1.707 | 1.7903 | 1.8833 | 1.9726 | 2.0848 | 2.204 | 2.3302 | 2.4641 | 2.5253 | 2.6789 | 2.8415 | 3.0134 | 3.1935 | 3.2587
SCUNTHORPE NORTH | KEADBY | NPgY | NG FES - Steady Progression | Total CHP capacity (MW) | BSP | 0.00019451 | 0.13218 | 0.32692 | 0.4005 | 0.44787 | 0.48647 | 0.51451 | 0.5399 | 0.5663 | 0.62468 | 0.66172 | 0.69472 | 0.72864 | 0.80649 | 0.85729 | 0.91005 | 0.95959 | 1.0559 | 1.1199 | 1.1841 | 1.2623 | 1.338 | 1.4225 | 1.5037 | 1.6054 | 1.7137 | 1.8283 | 1.9499 | 2.0051 | 2.1443 | 2.2917 | 2.4477 | 2.6112 | 2.6697
SCUNTHORPE SOUTH | KEADBY | NPgY | NG FES - Steady Progression | Total CHP capacity (MW) | BSP | 0.00026329 | 0.074891 | 0.18388 | 0.22515 | 0.25172 | 0.27338 | 0.28914 | 0.30341 | 0.31825 | 0.35111 | 0.37204 | 0.39071 | 0.40989 | 0.45363 | 0.48253 | 0.51252 | 0.54072 | 0.59504 | 0.63131 | 0.66777 | 0.71198 | 0.75486 | 0.80262 | 0.84851 | 0.90624 | 0.96761 | 1.0325 | 1.1014 | 1.1331 | 1.2121 | 1.2958 | 1.3843 | 1.477 | 1.5109
SILSDEN | BRADFORD WEST | NPgY | NG FES - Steady Progression | Total CHP capacity (MW) | BSP | 1.1915 | 1.5399 | 2.0481 | 2.2406 | 2.3645 | 2.4655 | 2.539 | 2.6057 | 2.6749 | 2.8282 | 2.926 | 3.0132 | 3.1028 | 3.3069 | 3.442 | 3.5822 | 3.7141 | 3.9677 | 4.1372 | 4.3076 | 4.5141 | 4.7144 | 4.9375 | 5.1519 | 5.4217 | 5.7085 | 6.0118 | 6.3333 | 6.4818 | 6.8515 | 7.2428 | 7.6562 | 8.0892 | 8.2486
SOWERBY BRIDGE 132/33KV | ELLAND | NPgY | NG FES - Steady Progression | Total CHP capacity (MW) | BSP | 0.0014666 | 0.24464 | 0.59638 | 0.72988 | 0.81576 | 0.88585 | 0.93692 | 0.98322 | 1.0313 | 1.1379 | 1.2061 | 1.267 | 1.3296 | 1.4713 | 1.566 | 1.6643 | 1.7568 | 1.9336 | 2.0521 | 2.1713 | 2.3156 | 2.4555 | 2.6112 | 2.7608 | 2.9496 | 3.1502 | 3.3622 | 3.5868 | 3.6918 | 3.9508 | 4.2247 | 4.514 | 4.8168 | 4.9304
STAYGATE | SKELTON GRANGE | NPgY | NG FES - Steady Progression | Total CHP capacity (MW) | BSP | 9.5009 | 9.6908 | 9.9668 | 10.0714 | 10.1387 | 10.1937 | 10.2337 | 10.2699 | 10.3076 | 10.391 | 10.4442 | 10.4918 | 10.5406 | 10.6516 | 10.7253 | 10.8018 | 10.8738 | 11.0119 | 11.1043 | 11.1972 | 11.3098 | 11.4189 | 11.5405 | 11.6572 | 11.8044 | 11.9608 | 12.1261 | 12.3013 | 12.3826 | 12.5843 | 12.7977 | 13.0231 | 13.2592 | 13.3467
THORNHILL 132KV | ELLAND | NPgY | NG FES - Steady Progression | Total CHP capacity (MW) | BSP | 55.1011 | 55.4464 | 55.9519 | 56.1432 | 56.2663 | 56.3667 | 56.4397 | 56.5059 | 56.5746 | 56.7268 | 56.8237 | 56.9101 | 56.9989 | 57.2015 | 57.3351 | 57.4737 | 57.604 | 57.8555 | 58.0233 | 58.1918 | 58.3964 | 58.5947 | 58.8158 | 59.0281 | 59.2951 | 59.5789 | 59.8792 | 60.1976 | 60.3438 | 60.7093 | 61.0963 | 61.5054 | 61.934 | 62.0902
WAKEFIELD MONCKTON ROAD | WEST MELTON SECTION 3 | NPgY | NG FES - Steady Progression | Total CHP capacity (MW) | BSP | 0.4154 | 0.61752 | 0.91513 | 1.0276 | 1.1 | 1.1591 | 1.202 | 1.2408 | 1.2812 | 1.3705 | 1.4272 | 1.4778 | 1.5297 | 1.6488 | 1.7267 | 1.8076 | 1.8836 | 2.031 | 2.129 | 2.2275 | 2.3472 | 2.4632 | 2.5926 | 2.7169 | 2.8729 | 3.0388 | 3.2143 | 3.4006 | 3.4854 | 3.6988 | 3.9248 | 4.1638 | 4.4143 | 4.5044
WAKEFIELD NORTH | SKELTON GRANGE | NPgY | NG FES - Steady Progression | Total CHP capacity (MW) | BSP | 0.00068401 | 0.18087 | 0.44394 | 0.54357 | 0.60769 | 0.65998 | 0.69802 | 0.73249 | 0.76832 | 0.84765 | 0.89818 | 0.94328 | 0.9896 | 1.0952 | 1.165 | 1.2374 | 1.3055 | 1.4367 | 1.5243 | 1.6124 | 1.7192 | 1.8227 | 1.938 | 2.0489 | 2.1883 | 2.3365 | 2.4933 | 2.6595 | 2.7361 | 2.9271 | 3.1293 | 3.343 | 3.5667 | 3.6489
WEST MELTON | WEST MELTON SECTION 3 | NPgY | NG FES - Steady Progression | Total CHP capacity (MW) | BSP | 0.0012552 | 0.30978 | 0.75972 | 0.93016 | 1.0398 | 1.1293 | 1.1944 | 1.2534 | 1.3147 | 1.4505 | 1.537 | 1.6142 | 1.6935 | 1.8742 | 1.9938 | 2.1179 | 2.2346 | 2.4592 | 2.6092 | 2.76 | 2.9429 | 3.1202 | 3.3177 | 3.5075 | 3.7463 | 4.0002 | 4.2687 | 4.5533 | 4.6848 | 5.012 | 5.3583 | 5.7243 | 6.1076 | 6.2487
WHINMOOR | FERRYBRIDGE B | NPgY | NG FES - Steady Progression | Total CHP capacity (MW) | BSP | 0.00063028 | 0.16081 | 0.39444 | 0.48294 | 0.53989 | 0.58634 | 0.62014 | 0.65077 | 0.6826 | 0.75308 | 0.798 | 0.83809 | 0.87927 | 0.97308 | 1.0352 | 1.0996 | 1.1602 | 1.2768 | 1.3546 | 1.4329 | 1.5279 | 1.6199 | 1.7224 | 1.8209 | 1.9449 | 2.0767 | 2.2161 | 2.3639 | 2.4321 | 2.6019 | 2.7817 | 2.9717 | 3.1707 | 3.2439
WOLD NEWTON | KEADBY | NPgY | NG FES - Steady Progression | Total CHP capacity (MW) | BSP | 0.00049272 | 0.23449 | 0.57887 | 0.70905 | 0.79286 | 0.86117 | 0.91081 | 0.95577 | 1.0025 | 1.1059 | 1.1715 | 1.2301 | 1.2902 | 1.428 | 1.5182 | 1.6119 | 1.6999 | 1.8705 | 1.9841 | 2.0981 | 2.2367 | 2.371 | 2.5208 | 2.6647 | 2.8453 | 3.0374 | 3.2406 | 3.4563 | 3.5546 | 3.8016 | 4.0633 | 4.3401 | 4.6302 | 4.7346
YARBOROUGH ROAD 132/33KV | GRIMSBY WEST | NPgY | NG FES - Steady Progression | Total CHP capacity (MW) | BSP | 36.3804 | 36.5034 | 36.6831 | 36.7511 | 36.7949 | 36.8306 | 36.8565 | 36.8801 | 36.9045 | 36.9587 | 36.9932 | 37.0239 | 37.0556 | 37.1276 | 37.1753 | 37.2247 | 37.2712 | 37.3607 | 37.4205 | 37.4806 | 37.5535 | 37.6241 | 37.7028 | 37.7785 | 37.8736 | 37.9748 | 38.0818 | 38.1952 | 38.2475 | 38.3778 | 38.5157 | 38.6615 | 38.8143 | 38.8702

## SP_other generation capacity
Bulk Supply Point Name | Grid Supply Point Connected to | Licence area | Scenario name | Output parameter_Unit | Substation Type in Forecasting Model | 2017 | 2018 | 2019 | 2020 | 2021 | 2022 | 2023 | 2024 | 2025 | 2026 | 2027 | 2028 | 2029 | 2030 | 2031 | 2032 | 2033 | 2034 | 2035 | 2036 | 2037 | 2038 | 2039 | 2040 | 2041 | 2042 | 2043 | 2044 | 2045 | 2046 | 2047 | 2048 | 2049 | 2050
ANNFIELD | STELLA SOUTH | NPgN | NG FES - Steady Progression | Total other generation capacity (MW) | BSP | 1 | 1.8906 | 2.3423 | 2.6069 | 2.9132 | 3.2747 | 3.3649 | 3.4693 | 3.5561 | 3.6463 | 2.7563 | 2.7926 | 2.8882 | 2.992 | 2.9706 | 3.0288 | 3.0898 | 3.1379 | 3.1904 | 3.227 | 3.2532 | 3.2656 | 3.2646 | 3.2501 | 3.2187 | 3.1704 | 3.1065 | 3.0284 | 2.9365 | 2.8291 | 2.7094 | 2.5784 | 2.4376 | 2.2885
BARRACK ROAD | STELLA NORTH | NPgN | NG FES - Steady Progression | Total other generation capacity (MW) | BSP | 4.575 | 5.7555 | 6.354 | 6.7047 | 7.1107 | 7.5898 | 7.7094 | 7.8478 | 7.9629 | 8.0824 | 6.9027 | 6.9509 | 7.0776 | 7.2151 | 7.1868 | 7.2639 | 7.3447 | 7.4086 | 7.4781 | 7.5267 | 7.5613 | 7.5778 | 7.5765 | 7.5573 | 7.5156 | 7.4516 | 7.3669 | 7.2634 | 7.1416 | 6.9993 | 6.8406 | 6.667 | 6.4803 | 6.2828
BLUCHER | STELLA NORTH | NPgN | NG FES - Steady Progression | Total other generation capacity (MW) | BSP | 0 | 0.54731 | 0.82483 | 0.98742 | 1.1757 | 1.3978 | 1.4533 | 1.5174 | 1.5708 | 1.6262 | 1.0792 | 1.1016 | 1.1603 | 1.2241 | 1.211 | 1.2467 | 1.2842 | 1.3138 | 1.346 | 1.3685 | 1.3846 | 1.3922 | 1.3916 | 1.3827 | 1.3634 | 1.3337 | 1.2944 | 1.2465 | 1.19 | 1.124 | 1.0504 | 0.96992 | 0.8834 | 0.79182
BOWESFIELD | NORTON | NPgN | NG FES - Steady Progression | Total other generation capacity (MW) | BSP | 0 | 1.1651 | 1.7558 | 2.102 | 2.5027 | 2.9755 | 3.0936 | 3.2302 | 3.3437 | 3.4617 | 2.2974 | 2.3449 | 2.47 | 2.6057 | 2.5778 | 2.6538 | 2.7336 | 2.7967 | 2.8653 | 2.9132 | 2.9474 | 2.9637 | 2.9624 | 2.9434 | 2.9023 | 2.8391 | 2.7555 | 2.6534 | 2.5331 | 2.3927 | 2.236 | 2.0647 | 1.8805 | 1.6856
CHIRTON GRANGE | TYNEMOUTH | NPgN | NG FES - Steady Progression | Total other generation capacity (MW) | BSP | 1.188 | 2.1042 | 2.5687 | 2.8409 | 3.1561 | 3.5279 | 3.6207 | 3.7281 | 3.8174 | 3.9102 | 2.9946 | 3.032 | 3.1303 | 3.2371 | 3.2151 | 3.2749 | 3.3377 | 3.3872 | 3.4412 | 3.4789 | 3.5058 | 3.5186 | 3.5175 | 3.5026 | 3.4703 | 3.4206 | 3.3548 | 3.2746 | 3.18 | 3.0696 | 2.9464 | 2.8116 | 2.6668 | 2.5135
COALBURNS | STELLA SOUTH | NPgN | NG FES - Steady Progression | Total other generation capacity (MW) | BSP | 2.5 | 3.1079 | 3.4162 | 3.5968 | 3.8059 | 4.0526 | 4.1142 | 4.1854 | 4.2447 | 4.3063 | 3.6988 | 3.7236 | 3.7888 | 3.8596 | 3.8451 | 3.8847 | 3.9264 | 3.9593 | 3.9951 | 4.0201 | 4.0379 | 4.0464 | 4.0457 | 4.0358 | 4.0144 | 3.9814 | 3.9378 | 3.8845 | 3.8217 | 3.7485 | 3.6667 | 3.5773 | 3.4812 | 3.3795
DARLINGTON CENTRAL | NORTON | NPgN | NG FES - Steady Progression | Total other generation capacity (MW) | BSP | 0 | 0.72851 | 1.0979 | 1.3143 | 1.5649 | 1.8606 | 1.9344 | 2.0198 | 2.0908 | 2.1646 | 1.4366 | 1.4663 | 1.5445 | 1.6293 | 1.6119 | 1.6594 | 1.7093 | 1.7488 | 1.7917 | 1.8216 | 1.843 | 1.8532 | 1.8524 | 1.8405 | 1.8148 | 1.7753 | 1.723 | 1.6592 | 1.584 | 1.4962 | 1.3982 | 1.291 | 1.1759 | 1.054
DARLINGTON NORTH | NORTON | NPgN | NG FES - Steady Progression | Total other generation capacity (MW) | BSP | 12.179 | 13.7874 | 14.1212 | 14.3168 | 14.5433 | 14.8105 | 14.8772 | 14.9543 | 15.0185 | 15.0852 | 14.4272 | 14.4541 | 14.5248 | 14.6015 | 14.5857 | 14.6287 | 14.6738 | 14.7094 | 14.7482 | 14.7752 | 14.7945 | 14.8038 | 14.803 | 14.7923 | 14.7691 | 14.7334 | 14.6861 | 14.6284 | 14.5604 | 14.4811 | 14.3926 | 14.2957 | 14.1917 | 14.0815
DUNSTON | STELLA NORTH | NPgN | NG FES - Steady Progression | Total other generation capacity (MW) | BSP | 10.175 | 11.8474 | 12.6954 | 13.1922 | 13.7675 | 14.4462 | 14.6157 | 14.8117 | 14.9747 | 15.144 | 13.4728 | 13.541 | 13.7205 | 13.9153 | 13.8753 | 13.9844 | 14.099 | 14.1895 | 14.288 | 14.3567 | 14.4058 | 14.4292 | 14.4273 | 14.4001 | 14.3411 | 14.2504 | 14.1303 | 13.9838 | 13.8111 | 13.6096 | 13.3847 | 13.1387 | 12.8744 | 12.5945
FLATWORTH | TYNEMOUTH | NPgN | NG FES - Steady Progression | Total other generation capacity (MW) | BSP | 28.576 | 28.9658 | 29.1634 | 29.2792 | 29.4133 | 29.5715 | 29.611 | 29.6567 | 29.6947 | 29.7342 | 29.3446 | 29.3605 | 29.4024 | 29.4478 | 29.4384 | 29.4639 | 29.4906 | 29.5117 | 29.5346 | 29.5507 | 29.5621 | 29.5676 | 29.5671 | 29.5608 | 29.547 | 29.5259 | 29.4979 | 29.4637 | 29.4235 | 29.3765 | 29.3241 | 29.2668 | 29.2052 | 29.1399
GOSFORTH | TYNEMOUTH | NPgN | NG FES - Steady Progression | Total other generation capacity (MW) | BSP | 6.555 | 7.3715 | 7.7855 | 8.0281 | 8.3089 | 8.6403 | 8.7231 | 8.8188 | 8.8983 | 8.981 | 8.1651 | 8.1984 | 8.286 | 8.3811 | 8.3616 | 8.4149 | 8.4708 | 8.515 | 8.5631 | 8.5966 | 8.6206 | 8.632 | 8.6311 | 8.6178 | 8.589 | 8.5447 | 8.4861 | 8.4145 | 8.3303 | 8.2319 | 8.1221 | 8.002 | 7.8729 | 7.7363
HARROGATE 132/33KV | KNARESBOROUGH | NPgN | NG FES - Steady Progression | Total other generation capacity (MW) | BSP | 0 | 0.69652 | 1.0497 | 1.2566 | 1.4962 | 1.7789 | 1.8495 | 1.9311 | 1.999 | 2.0695 | 1.3735 | 1.4019 | 1.4766 | 1.5578 | 1.5411 | 1.5866 | 1.6343 | 1.672 | 1.713 | 1.7416 | 1.7621 | 1.7718 | 1.771 | 1.7597 | 1.7351 | 1.6973 | 1.6473 | 1.5863 | 1.5144 | 1.4305 | 1.3368 | 1.2343 | 1.1242 | 1.0077
HUSTHWAITE | KNARESBOROUGH | NPgN | NG FES - Steady Progression | Total other generation capacity (MW) | BSP | 2.475 | 2.9199 | 3.1454 | 3.2776 | 3.4306 | 3.6112 | 3.6562 | 3.7084 | 3.7517 | 3.7968 | 3.3522 | 3.3704 | 3.4181 | 3.4699 | 3.4593 | 3.4883 | 3.5188 | 3.5429 | 3.5691 | 3.5874 | 3.6004 | 3.6066 | 3.6061 | 3.5989 | 3.5832 | 3.5591 | 3.5271 | 3.4881 | 3.4422 | 3.3886 | 3.3288 | 3.2634 | 3.193 | 3.1186
LEEMING BAR_SKEEBY | NORTON | NPgN | NG FES - Steady Progression | Total other generation capacity (MW) | BSP | 1.425 | 3.2103 | 4.1155 | 4.6459 | 5.26 | 5.9846 | 6.1655 | 6.3747 | 6.5488 | 6.7295 | 4.9454 | 5.0183 | 5.2098 | 5.4179 | 5.3751 | 5.4916 | 5.6139 | 5.7105 | 5.8156 | 5.8891 | 5.9414 | 5.9664 | 5.9644 | 5.9354 | 5.8723 | 5.7755 | 5.6474 | 5.4909 | 5.3066 | 5.0915 | 4.8514 | 4.5888 | 4.3066 | 4.0079
LINTON | BLYTH 132kV | NPgN | NG FES - Steady Progression | Total other generation capacity (MW) | BSP | 0 | 1.1168 | 1.683 | 2.0148 | 2.3989 | 2.8522 | 2.9653 | 3.0962 | 3.2051 | 3.3182 | 2.2022 | 2.2477 | 2.3676 | 2.4977 | 2.4709 | 2.5438 | 2.6203 | 2.6807 | 2.7465 | 2.7924 | 2.8252 | 2.8408 | 2.8396 | 2.8214 | 2.782 | 2.7214 | 2.6413 | 2.5434 | 2.4281 | 2.2935 | 2.1433 | 1.9791 | 1.8025 | 1.6157
MALTON GRID | OSBALDWICK | NPgN | NG FES - Steady Progression | Total other generation capacity (MW) | BSP | 0.861 | 2.4192 | 3.2094 | 3.6723 | 4.2083 | 4.8407 | 4.9986 | 5.1812 | 5.3331 | 5.4909 | 3.9337 | 3.9973 | 4.1645 | 4.3461 | 4.3087 | 4.4104 | 4.5172 | 4.6015 | 4.6932 | 4.7573 | 4.8031 | 4.8249 | 4.8231 | 4.7978 | 4.7427 | 4.6583 | 4.5464 | 4.4098 | 4.249 | 4.0612 | 3.8516 | 3.6225 | 3.3761 | 3.1154
MELROSEGATE | OSBALDWICK | NPgN | NG FES - Steady Progression | Total other generation capacity (MW) | BSP | 8.55 | 10.3913 | 11.3249 | 11.8719 | 12.5053 | 13.2526 | 13.4391 | 13.655 | 13.8345 | 14.0209 | 12.1808 | 12.2559 | 12.4535 | 12.6681 | 12.624 | 12.7442 | 12.8703 | 12.9699 | 13.0783 | 13.1541 | 13.2081 | 13.2339 | 13.2318 | 13.2018 | 13.1368 | 13.037 | 12.9048 | 12.7434 | 12.5534 | 12.3315 | 12.0839 | 11.8131 | 11.522 | 11.2139
NORTH TEES | NORTON | NPgN | NG FES - Steady Progression | Total other generation capacity (MW) | BSP | 70.543 | 72.2498 | 73.1153 | 73.6224 | 74.2095 | 74.9022 | 75.0752 | 75.2752 | 75.4416 | 75.6144 | 73.9087 | 73.9784 | 74.1615 | 74.3604 | 74.3195 | 74.4309 | 74.5478 | 74.6402 | 74.7407 | 74.8109 | 74.861 | 74.8849 | 74.8829 | 74.8552 | 74.7949 | 74.7024 | 74.5798 | 74.4302 | 74.2541 | 74.0484 | 73.8188 | 73.5678 | 73.298 | 73.0124
POTTER HOUSE | SPENNYMOOR | NPgN | NG FES - Steady Progression | Total other generation capacity (MW) | BSP | 0 | 1.1371 | 1.7136 | 2.0514 | 2.4426 | 2.904 | 3.0193 | 3.1525 | 3.2634 | 3.3785 | 2.2422 | 2.2886 | 2.4106 | 2.5431 | 2.5159 | 2.5901 | 2.668 | 2.7295 | 2.7964 | 2.8432 | 2.8766 | 2.8925 | 2.8912 | 2.8727 | 2.8326 | 2.7709 | 2.6893 | 2.5896 | 2.4723 | 2.3352 | 2.1823 | 2.0151 | 1.8353 | 1.6451
RAVENSWORTH | STELLA SOUTH | NPgN | NG FES - Steady Progression | Total other generation capacity (MW) | BSP | 3.99 | 4.5444 | 4.8255 | 4.9902 | 5.1809 | 5.4059 | 5.4621 | 5.527 | 5.5811 | 5.6372 | 5.0832 | 5.1058 | 5.1653 | 5.2299 | 5.2166 | 5.2528 | 5.2908 | 5.3208 | 5.3534 | 5.3762 | 5.3925 | 5.4002 | 5.3996 | 5.3906 | 5.371 | 5.341 | 5.3012 | 5.2526 | 5.1954 | 5.1286 | 5.054 | 4.9725 | 4.8848 | 4.7921
SCARBOROUGH GRID | OSBALDWICK | NPgN | NG FES - Steady Progression | Total other generation capacity (MW) | BSP | 1.5 | 3.1816 | 4.0343 | 4.5339 | 5.1123 | 5.7948 | 5.9652 | 6.1623 | 6.3262 | 6.4964 | 4.816 | 4.8846 | 5.065 | 5.261 | 5.2207 | 5.3305 | 5.4456 | 5.5366 | 5.6357 | 5.7048 | 5.7541 | 5.7777 | 5.7758 | 5.7484 | 5.6891 | 5.5979 | 5.4772 | 5.3298 | 5.1562 | 4.9536 | 4.7274 | 4.4801 | 4.2143 | 3.9329
SEAL SANDS | SALTHOLME | NPgN | NG FES - Steady Progression | Total other generation capacity (MW) | BSP | 48.905 | 48.9155 | 48.9208 | 48.9239 | 48.9275 | 48.9317 | 48.9328 | 48.934 | 48.935 | 48.9361 | 48.9256 | 48.9261 | 48.9272 | 48.9284 | 48.9281 | 48.9288 | 48.9295 | 48.9301 | 48.9307 | 48.9312 | 48.9315 | 48.9316 | 48.9316 | 48.9314 | 48.9311 | 48.9305 | 48.9297 | 48.9288 | 48.9277 | 48.9265 | 48.9251 | 48.9235 | 48.9219 | 48.9201
SPADEADAM 33KV | SPADEADAM | NPgN | NG FES - Steady Progression | Total other generation capacity (MW) | BSP | 0 | 0.038764 | 0.058419 | 0.069936 | 0.083269 | 0.099001 | 0.10293 | 0.10747 | 0.11125 | 0.11518 | 0.076439 | 0.07802 | 0.08218 | 0.086697 | 0.085768 | 0.088298 | 0.090953 | 0.093051 | 0.095333 | 0.096928 | 0.098065 | 0.098608 | 0.098563 | 0.097933 | 0.096565 | 0.094463 | 0.09168 | 0.088283 | 0.084282 | 0.07961 | 0.074397 | 0.068696 | 0.062568 | 0.056082
SPENNYMOOR 132/66KV | SPENNYMOOR | NPgN | NG FES - Steady Progression | Total other generation capacity (MW) | BSP | 23.008 | 24.4275 | 25.1473 | 25.569 | 26.0572 | 26.6333 | 26.7772 | 26.9436 | 27.0819 | 27.2256 | 25.8071 | 25.865 | 26.0173 | 26.1827 | 26.1487 | 26.2414 | 26.3386 | 26.4154 | 26.499 | 26.5574 | 26.599 | 26.6189 | 26.6173 | 26.5942 | 26.5441 | 26.4671 | 26.3652 | 26.2408 | 26.0943 | 25.9232 | 25.7324 | 25.5236 | 25.2992 | 25.0617
TORONTO | SPENNYMOOR | NPgN | NG FES - Steady Progression | Total other generation capacity (MW) | BSP | 4.076 | 5.1592 | 5.7085 | 6.0303 | 6.4029 | 6.8425 | 6.9523 | 7.0793 | 7.1849 | 7.2945 | 6.212 | 6.2562 | 6.3725 | 6.4987 | 6.4727 | 6.5434 | 6.6176 | 6.6762 | 6.74 | 6.7846 | 6.8164 | 6.8315 | 6.8303 | 6.8127 | 6.7744 | 6.7157 | 6.6379 | 6.543 | 6.4312 | 6.3007 | 6.155 | 5.9957 | 5.8244 | 5.6432
WORMALD GREEN 132/33KV | KNARESBOROUGH | NPgN | NG FES - Steady Progression | Total other generation capacity (MW) | BSP | 32.525 | 33.3993 | 33.8427 | 34.1024 | 34.4032 | 34.758 | 34.8466 | 34.9491 | 35.0343 | 35.1229 | 34.2491 | 34.2848 | 34.3786 | 34.4805 | 34.4595 | 34.5166 | 34.5765 | 34.6238 | 34.6753 | 34.7113 | 34.7369 | 34.7491 | 34.7481 | 34.7339 | 34.7031 | 34.6557 | 34.5929 | 34.5163 | 34.426 | 34.3206 | 34.2031 | 34.0745 | 33.9363 | 33.79
ATTERCLIFFE | WEST MELTON / THORPE MARSH | NPgY | NG FES - Steady Progression | Total other generation capacity (MW) | BSP | 20.405 | 21.2569 | 21.531 | 21.7008 | 21.891 | 22.2244 | 22.3071 | 22.3996 | 22.4774 | 22.5602 | 21.7341 | 21.7651 | 21.8524 | 21.9502 | 21.9458 | 22.0159 | 22.0929 | 22.1609 | 22.2383 | 22.2897 | 22.3229 | 22.3456 | 22.3474 | 22.3254 | 22.2959 | 22.2589 | 22.216 | 22.1687 | 22.1171 | 22.0563 | 21.9904 | 21.9199 | 21.8452 | 21.7672
BARUGH 132/66KV | WEST MELTON SECTION 3 | NPgY | NG FES - Steady Progression | Total other generation capacity (MW) | BSP | 9.88 | 11.199 | 11.6232 | 11.8862 | 12.1806 | 12.6969 | 12.825 | 12.9682 | 13.0885 | 13.2167 | 11.9378 | 11.9858 | 12.1209 | 12.2723 | 12.2655 | 12.3741 | 12.4933 | 12.5986 | 12.7184 | 12.798 | 12.8494 | 12.8845 | 12.8872 | 12.8532 | 12.8075 | 12.7503 | 12.6839 | 12.6107 | 12.5307 | 12.4366 | 12.3345 | 12.2254 | 12.1098 | 11.989
BEESTON ROYDS 132/33KV | KIRKSTALL B | NPgY | NG FES - Steady Progression | Total other generation capacity (MW) | BSP | 4.955 | 6.594 | 7.1213 | 7.448 | 7.8139 | 8.4554 | 8.6146 | 8.7925 | 8.9421 | 9.1014 | 7.5121 | 7.5718 | 7.7397 | 7.9278 | 7.9193 | 8.0543 | 8.2024 | 8.3333 | 8.4821 | 8.581 | 8.645 | 8.6886 | 8.692 | 8.6497 | 8.5929 | 8.5218 | 8.4393 | 8.3483 | 8.2489 | 8.132 | 8.0052 | 7.8695 | 7.7259 | 7.5758
BEVERLEY 132/33KV | CREYKE BECK | NPgY | NG FES - Steady Progression | Total other generation capacity (MW) | BSP | 9.833 | 11.5468 | 12.0981 | 12.4398 | 12.8224 | 13.4931 | 13.6596 | 13.8457 | 14.002 | 14.1686 | 12.5068 | 12.5692 | 12.7448 | 12.9415 | 12.9326 | 13.0737 | 13.2286 | 13.3655 | 13.5211 | 13.6245 | 13.6914 | 13.737 | 13.7405 | 13.6963 | 13.6369 | 13.5625 | 13.4763 | 13.3811 | 13.2772 | 13.155 | 13.0224 | 12.8805 | 12.7303 | 12.5734
BINGLEY 132/33KV | BRADFORD WEST | NPgY | NG FES - Steady Progression | Total other generation capacity (MW) | BSP | 0.475 | 1.4909 | 1.8176 | 2.0201 | 2.2469 | 2.6445 | 2.7432 | 2.8535 | 2.9462 | 3.0449 | 2.0599 | 2.0969 | 2.2009 | 2.3175 | 2.3123 | 2.3959 | 2.4877 | 2.5688 | 2.6611 | 2.7224 | 2.762 | 2.789 | 2.7912 | 2.765 | 2.7298 | 2.6857 | 2.6345 | 2.5781 | 2.5165 | 2.4441 | 2.3655 | 2.2814 | 2.1924 | 2.0994
BLACKBURN MEADOWS B | WEST MELTON / THORPE MARSH | NPgY | NG FES - Steady Progression | Total other generation capacity (MW) | BSP | 35.3 | 35.7749 | 35.9276 | 36.0223 | 36.1283 | 36.3142 | 36.3603 | 36.4119 | 36.4552 | 36.5013 | 36.0409 | 36.0582 | 36.1068 | 36.1613 | 36.1589 | 36.198 | 36.2409 | 36.2788 | 36.3219 | 36.3506 | 36.3691 | 36.3817 | 36.3827 | 36.3705 | 36.354 | 36.3334 | 36.3095 | 36.2831 | 36.2544 | 36.2205 | 36.1837 | 36.1444 | 36.1028 | 36.0593
BLYTON | KEADBY | NPgY | NG FES - Steady Progression | Total other generation capacity (MW) | BSP | 8.915 | 10.0074 | 10.3588 | 10.5766 | 10.8204 | 11.248 | 11.3541 | 11.4727 | 11.5724 | 11.6785 | 10.6193 | 10.6591 | 10.771 | 10.8964 | 10.8907 | 10.9807 | 11.0794 | 11.1666 | 11.2658 | 11.3317 | 11.3743 | 11.4034 | 11.4057 | 11.3775 | 11.3396 | 11.2922 | 11.2372 | 11.1766 | 11.1104 | 11.0325 | 10.9479 | 10.8575 | 10.7618 | 10.6617
BRADFORD | BRADFORD WEST | NPgY | NG FES - Steady Progression | Total other generation capacity (MW) | BSP | 0 | 1.9604 | 2.591 | 2.9818 | 3.4195 | 4.1867 | 4.3772 | 4.59 | 4.7688 | 4.9594 | 3.0585 | 3.1299 | 3.3307 | 3.5557 | 3.5456 | 3.707 | 3.8841 | 4.0407 | 4.2187 | 4.337 | 4.4135 | 4.4656 | 4.4697 | 4.4192 | 4.3512 | 4.2661 | 4.1674 | 4.0586 | 3.9398 | 3.8 | 3.6482 | 3.486 | 3.3142 | 3.1347
BRAMHAM | FERRYBRIDGE B | NPgY | NG FES - Steady Progression | Total other generation capacity (MW) | BSP | 6.825 | 8.117 | 8.5326 | 8.7902 | 9.0786 | 9.5843 | 9.7098 | 9.85 | 9.9679 | 10.0935 | 8.8407 | 8.8878 | 9.0201 | 9.1684 | 9.1617 | 9.2681 | 9.3848 | 9.488 | 9.6054 | 9.6833 | 9.7337 | 9.7681 | 9.7708 | 9.7375 | 9.6927 | 9.6366 | 9.5715 | 9.4998 | 9.4215 | 9.3294 | 9.2294 | 9.1224 | 9.0092 | 8.8909
BRANSHOLME | CREYKE BECK | NPgY | NG FES - Steady Progression | Total other generation capacity (MW) | BSP | 23.75 | 24.1723 | 24.3081 | 24.3923 | 24.4865 | 24.6518 | 24.6928 | 24.7387 | 24.7772 | 24.8182 | 24.4088 | 24.4242 | 24.4674 | 24.5159 | 24.5137 | 24.5485 | 24.5866 | 24.6203 | 24.6587 | 24.6842 | 24.7006 | 24.7119 | 24.7128 | 24.7019 | 24.6872 | 24.6689 | 24.6476 | 24.6242 | 24.5986 | 24.5685 | 24.5358 | 24.5009 | 24.4639 | 24.4252
BRIGHOUSE 132/33KV | ELLAND | NPgY | NG FES - Steady Progression | Total other generation capacity (MW) | BSP | 1.52 | 2.8216 | 3.2403 | 3.4997 | 3.7903 | 4.2997 | 4.4261 | 4.5674 | 4.6862 | 4.8127 | 3.5506 | 3.598 | 3.7313 | 3.8808 | 3.874 | 3.9812 | 4.0988 | 4.2027 | 4.3209 | 4.3995 | 4.4502 | 4.4849 | 4.4876 | 4.454 | 4.4089 | 4.3524 | 4.2869 | 4.2146 | 4.1357 | 4.0429 | 3.9422 | 3.8345 | 3.7204 | 3.6012
DONCASTER B/THORPE MARSH | WEST MELTON / THORPE MARSH | NPgY | NG FES - Steady Progression | Total other generation capacity (MW) | BSP | 44.906 | 49.2758 | 50.0398 | 50.5132 | 51.0434 | 51.9728 | 52.2035 | 52.4613 | 52.678 | 52.9088 | 50.606 | 50.6926 | 50.9358 | 51.2084 | 51.1961 | 51.3917 | 51.6062 | 51.7959 | 52.0116 | 52.1549 | 52.2475 | 52.3107 | 52.3156 | 52.2544 | 52.1721 | 52.069 | 51.9494 | 51.8176 | 51.6736 | 51.5043 | 51.3205 | 51.1239 | 50.9158 | 50.6983
DONCASTER CENTRAL | WEST MELTON / THORPE MARSH | NPgY | NG FES - Steady Progression | Total other generation capacity (MW) | BSP | 0 | 0.5749 | 0.75983 | 0.87444 | 1.0028 | 1.2278 | 1.2836 | 1.346 | 1.3985 | 1.4544 | 0.89692 | 0.91786 | 0.97674 | 1.0427 | 1.0398 | 1.0871 | 1.139 | 1.185 | 1.2372 | 1.2719 | 1.2943 | 1.3096 | 1.3108 | 1.2959 | 1.276 | 1.2511 | 1.2221 | 1.1902 | 1.1554 | 1.1144 | 1.0699 | 1.0223 | 0.9719 | 0.91926
DRIFFIELD/BEVERLEY GROUP | CREYKE BECK | NPgY | NG FES - Steady Progression | Total other generation capacity (MW) | BSP | 29.996 | 32.7039 | 33.575 | 34.1148 | 34.7194 | 35.7792 | 36.0423 | 36.3362 | 36.5833 | 36.8465 | 34.2207 | 34.3194 | 34.5967 | 34.9076 | 34.8936 | 35.1166 | 35.3612 | 35.5775 | 35.8234 | 35.9868 | 36.0924 | 36.1645 | 36.1701 | 36.1003 | 36.0064 | 35.8889 | 35.7526 | 35.6023 | 35.4381 | 35.245 | 35.0354 | 34.8113 | 34.5739 | 34.326
FEATHERSTONE | FERRYBRIDGE B | NPgY | NG FES - Steady Progression | Total other generation capacity (MW) | BSP | 32.486 | 33.7302 | 34.1304 | 34.3784 | 34.6562 | 35.1431 | 35.264 | 35.399 | 35.5125 | 35.6335 | 34.4271 | 34.4724 | 34.5998 | 34.7426 | 34.7362 | 34.8386 | 34.9511 | 35.0504 | 35.1634 | 35.2385 | 35.287 | 35.3201 | 35.3227 | 35.2906 | 35.2475 | 35.1935 | 35.1309 | 35.0618 | 34.9864 | 34.8976 | 34.8014 | 34.6984 | 34.5893 | 34.4754
GIRLINGTON | BRADFORD WEST | NPgY | NG FES - Steady Progression | Total other generation capacity (MW) | BSP | 11.744 | 13.1208 | 13.5637 | 13.8381 | 14.1455 | 14.6844 | 14.8181 | 14.9676 | 15.0932 | 15.227 | 13.892 | 13.9421 | 14.0832 | 14.2412 | 14.2341 | 14.3475 | 14.4719 | 14.5818 | 14.7068 | 14.7899 | 14.8436 | 14.8802 | 14.8831 | 14.8476 | 14.7999 | 14.7401 | 14.6708 | 14.5944 | 14.5109 | 14.4127 | 14.3062 | 14.1922 | 14.0716 | 13.9455
HALIFAX 132/33KV | ELLAND | NPgY | NG FES - Steady Progression | Total other generation capacity (MW) | BSP | 0 | 0.82974 | 1.0966 | 1.262 | 1.4473 | 1.772 | 1.8526 | 1.9427 | 2.0184 | 2.099 | 1.2945 | 1.3247 | 1.4097 | 1.505 | 1.5007 | 1.569 | 1.6439 | 1.7102 | 1.7856 | 1.8356 | 1.868 | 1.8901 | 1.8918 | 1.8704 | 1.8416 | 1.8056 | 1.7639 | 1.7178 | 1.6675 | 1.6083 | 1.5441 | 1.4754 | 1.4027 | 1.3267
HECKMONDWIKE | SKELTON GRANGE | NPgY | NG FES - Steady Progression | Total other generation capacity (MW) | BSP | 1.303 | 2.2136 | 2.5065 | 2.6881 | 2.8914 | 3.2478 | 3.3362 | 3.4351 | 3.5182 | 3.6067 | 2.7237 | 2.7569 | 2.8501 | 2.9547 | 2.9499 | 3.0249 | 3.1072 | 3.1799 | 3.2626 | 3.3176 | 3.3531 | 3.3773 | 3.3792 | 3.3557 | 3.3242 | 3.2846 | 3.2388 | 3.1883 | 3.133 | 3.0681 | 2.9976 | 2.9223 | 2.8424 | 2.7591
HOLMFIELD | BRADFORD WEST | NPgY | NG FES - Steady Progression | Total other generation capacity (MW) | BSP | 0 | 1.075 | 1.4208 | 1.6351 | 1.8751 | 2.2958 | 2.4003 | 2.517 | 2.615 | 2.7195 | 1.6771 | 1.7163 | 1.8264 | 1.9498 | 1.9442 | 2.0328 | 2.1299 | 2.2157 | 2.3134 | 2.3782 | 2.4202 | 2.4488 | 2.451 | 2.4233 | 2.386 | 2.3394 | 2.2852 | 2.2256 | 2.1604 | 2.0837 | 2.0005 | 1.9116 | 1.8173 | 1.7189
HULL EAST 132/33KV | SALTEND NORTH | NPgY | NG FES - Steady Progression | Total other generation capacity (MW) | BSP | 27.1 | 27.9989 | 28.288 | 28.4672 | 28.6679 | 29.0197 | 29.107 | 29.2046 | 29.2866 | 29.374 | 28.5024 | 28.5351 | 28.6272 | 28.7304 | 28.7257 | 28.7997 | 28.8809 | 28.9527 | 29.0344 | 29.0886 | 29.1237 | 29.1476 | 29.1494 | 29.1263 | 29.0951 | 29.0561 | 29.0108 | 28.961 | 28.9065 | 28.8423 | 28.7728 | 28.6984 | 28.6196 | 28.5373
HULL SOUTH | CREYKE BECK | NPgY | NG FES - Steady Progression | Total other generation capacity (MW) | BSP | 0 | 1.7986 | 2.3772 | 2.7358 | 3.1373 | 3.8413 | 4.016 | 4.2112 | 4.3753 | 4.5501 | 2.8061 | 2.8716 | 3.0558 | 3.2623 | 3.253 | 3.4011 | 3.5636 | 3.7072 | 3.8706 | 3.9791 | 4.0493 | 4.0971 | 4.1009 | 4.0545 | 3.9922 | 3.9141 | 3.8235 | 3.7237 | 3.6147 | 3.4864 | 3.3472 | 3.1983 | 3.0407 | 2.876
HULL WEST | CREYKE BECK | NPgY | NG FES - Steady Progression | Total other generation capacity (MW) | BSP | 15.217 | 16.0054 | 16.259 | 16.4162 | 16.5922 | 16.9008 | 16.9774 | 17.063 | 17.1349 | 17.2115 | 16.447 | 16.4758 | 16.5565 | 16.647 | 16.6429 | 16.7079 | 16.7791 | 16.8421 | 16.9137 | 16.9612 | 16.992 | 17.013 | 17.0146 | 16.9943 | 16.9669 | 16.9327 | 16.893 | 16.8493 | 16.8015 | 16.7452 | 16.6842 | 16.619 | 16.5499 | 16.4777
HUMBERSTON | GRIMSBY WEST | NPgY | NG FES - Steady Progression | Total other generation capacity (MW) | BSP | 0 | 0.5175 | 0.68396 | 0.78712 | 0.90266 | 1.1052 | 1.1555 | 1.2116 | 1.2589 | 1.3092 | 0.80736 | 0.82621 | 0.87921 | 0.93862 | 0.93594 | 0.97856 | 1.0253 | 1.0666 | 1.1136 | 1.1449 | 1.165 | 1.1788 | 1.1799 | 1.1665 | 1.1486 | 1.1261 | 1.1001 | 1.0714 | 1.04 | 1.0031 | 0.96304 | 0.92021 | 0.87485 | 0.82748
HUNNINGLEY | WEST MELTON SECTION 3 | NPgY | NG FES - Steady Progression | Total other generation capacity (MW) | BSP | 0 | 0.49967 | 0.6604 | 0.76 | 0.87156 | 1.0671 | 1.1157 | 1.1699 | 1.2155 | 1.264 | 0.77955 | 0.79775 | 0.84892 | 0.90628 | 0.9037 | 0.94484 | 0.98999 | 1.0299 | 1.0753 | 1.1054 | 1.1249 | 1.1382 | 1.1392 | 1.1264 | 1.109 | 1.0873 | 1.0622 | 1.0345 | 1.0042 | 0.96853 | 0.92986 | 0.88851 | 0.84471 | 0.79897
HUNSHELF | WEST MELTON SECTION 3 | NPgY | NG FES - Steady Progression | Total other generation capacity (MW) | BSP | 0.775 | 1.346 | 1.5297 | 1.6435 | 1.771 | 1.9944 | 2.0499 | 2.1119 | 2.164 | 2.2195 | 1.6658 | 1.6866 | 1.7451 | 1.8106 | 1.8077 | 1.8547 | 1.9063 | 1.9519 | 2.0037 | 2.0382 | 2.0605 | 2.0757 | 2.0768 | 2.0621 | 2.0423 | 2.0175 | 1.9888 | 1.9571 | 1.9225 | 1.8818 | 1.8376 | 1.7903 | 1.7403 | 1.688
IMMINGHAM | GRIMSBY WEST | NPgY | NG FES - Steady Progression | Total other generation capacity (MW) | BSP | 52.314 | 52.7497 | 52.8899 | 52.9768 | 53.0741 | 53.2446 | 53.2869 | 53.3342 | 53.374 | 53.4163 | 52.9938 | 53.0097 | 53.0543 | 53.1043 | 53.1021 | 53.138 | 53.1773 | 53.2121 | 53.2517 | 53.278 | 53.295 | 53.3066 | 53.3075 | 53.2963 | 53.2812 | 53.2622 | 53.2403 | 53.2161 | 53.1897 | 53.1586 | 53.1249 | 53.0888 | 53.0506 | 53.0107
KIRKHAW LANE | FERRYBRIDGE B | NPgY | NG FES - Steady Progression | Total other generation capacity (MW) | BSP | 7.475 | 8.0995 | 8.3004 | 8.4248 | 8.5643 | 8.8087 | 8.8693 | 8.9371 | 8.9941 | 9.0548 | 8.4493 | 8.472 | 8.536 | 8.6077 | 8.6044 | 8.6558 | 8.7123 | 8.7621 | 8.8189 | 8.8565 | 8.8809 | 8.8975 | 8.8988 | 8.8827 | 8.8611 | 8.8339 | 8.8025 | 8.7679 | 8.73 | 8.6855 | 8.6371 | 8.5854 | 8.5307 | 8.4735
KIRKSTALL C 2/5 | KIRKSTALL B | NPgY | NG FES - Steady Progression | Total other generation capacity (MW) | BSP | 0 | 0.99151 | 1.3105 | 1.5081 | 1.7295 | 2.1175 | 2.2138 | 2.3215 | 2.4119 | 2.5083 | 1.5469 | 1.583 | 1.6845 | 1.7984 | 1.7932 | 1.8749 | 1.9645 | 2.0436 | 2.1337 | 2.1935 | 2.2322 | 2.2586 | 2.2606 | 2.2351 | 2.2007 | 2.1577 | 2.1078 | 2.0527 | 1.9926 | 1.9219 | 1.8452 | 1.7631 | 1.6762 | 1.5854
KIRKSTALL C/RING ROAD HORSFORTH | KIRKSTALL B | NPgY | NG FES - Steady Progression | Total other generation capacity (MW) | BSP | 0.713 | 2.2007 | 2.6793 | 2.9758 | 3.3079 | 3.8902 | 4.0347 | 4.1962 | 4.332 | 4.4765 | 3.034 | 3.0882 | 3.2406 | 3.4113 | 3.4036 | 3.5261 | 3.6606 | 3.7794 | 3.9145 | 4.0042 | 4.0623 | 4.1018 | 4.1049 | 4.0666 | 4.015 | 3.9504 | 3.8756 | 3.793 | 3.7028 | 3.5967 | 3.4815 | 3.3584 | 3.228 | 3.0918
LEEDS EAST | SKELTON GRANGE | NPgY | NG FES - Steady Progression | Total other generation capacity (MW) | BSP | 15 | 16.3211 | 16.7461 | 17.0095 | 17.3044 | 17.8215 | 17.9498 | 18.0932 | 18.2138 | 18.3422 | 17.0611 | 17.1093 | 17.2446 | 17.3962 | 17.3894 | 17.4982 | 17.6176 | 17.7231 | 17.8431 | 17.9228 | 17.9743 | 18.0094 | 18.0122 | 17.9781 | 17.9323 | 17.875 | 17.8085 | 17.7352 | 17.6551 | 17.5608 | 17.4586 | 17.3493 | 17.2335 | 17.1125
LEEDS NORTH | SKELTON GRANGE | NPgY | NG FES - Steady Progression | Total other generation capacity (MW) | BSP | 1.9 | 3.4399 | 3.9352 | 4.2422 | 4.586 | 5.1887 | 5.3382 | 5.5054 | 5.6459 | 5.7956 | 4.3024 | 4.3585 | 4.5162 | 4.693 | 4.685 | 4.8118 | 4.951 | 5.0739 | 5.2138 | 5.3067 | 5.3667 | 5.4077 | 5.4109 | 5.3712 | 5.3178 | 5.251 | 5.1735 | 5.088 | 4.9947 | 4.8848 | 4.7657 | 4.6382 | 4.5032 | 4.3623
LINDLEY | ELLAND | NPgY | NG FES - Steady Progression | Total other generation capacity (MW) | BSP | 2.76 | 4.1707 | 4.6245 | 4.9057 | 5.2207 | 5.7728 | 5.9098 | 6.063 | 6.1917 | 6.3288 | 4.9609 | 5.0123 | 5.1568 | 5.3187 | 5.3114 | 5.4276 | 5.5551 | 5.6677 | 5.7958 | 5.881 | 5.936 | 5.9735 | 5.9764 | 5.9401 | 5.8912 | 5.8299 | 5.7589 | 5.6806 | 5.5951 | 5.4945 | 5.3853 | 5.2686 | 5.1449 | 5.0157
LOW ROAD | SKELTON GRANGE | NPgY | NG FES - Steady Progression | Total other generation capacity (MW) | BSP | 0 | 1.5007 | 1.9835 | 2.2827 | 2.6177 | 3.2051 | 3.3508 | 3.5138 | 3.6507 | 3.7965 | 2.3414 | 2.396 | 2.5497 | 2.722 | 2.7142 | 2.8378 | 2.9734 | 3.0933 | 3.2295 | 3.3201 | 3.3786 | 3.4186 | 3.4217 | 3.383 | 3.331 | 3.2658 | 3.1903 | 3.107 | 3.016 | 2.909 | 2.7928 | 2.6686 | 2.5371 | 2.3997
MALLARD WAY | WEST MELTON / THORPE MARSH | NPgY | NG FES - Steady Progression | Total other generation capacity (MW) | BSP | 0 | 0.72624 | 0.95985 | 1.1046 | 1.2668 | 1.551 | 1.6215 | 1.7004 | 1.7666 | 1.8372 | 1.133 | 1.1595 | 1.2339 | 1.3172 | 1.3135 | 1.3733 | 1.4389 | 1.4969 | 1.5628 | 1.6067 | 1.635 | 1.6543 | 1.6558 | 1.6371 | 1.6119 | 1.5804 | 1.5438 | 1.5035 | 1.4595 | 1.4077 | 1.3515 | 1.2914 | 1.2277 | 1.1612
MENSTON | BRADFORD WEST | NPgY | NG FES - Steady Progression | Total other generation capacity (MW) | BSP | 0.798 | 1.7543 | 2.0619 | 2.2525 | 2.466 | 2.8403 | 2.9332 | 3.037 | 3.1242 | 3.2172 | 2.2899 | 2.3248 | 2.4227 | 2.5325 | 2.5275 | 2.6063 | 2.6927 | 2.769 | 2.8559 | 2.9136 | 2.9509 | 2.9763 | 2.9783 | 2.9537 | 2.9205 | 2.879 | 2.8309 | 2.7778 | 2.7198 | 2.6516 | 2.5776 | 2.4985 | 2.4146 | 2.3271
MOSS ROAD | GRIMSBY WEST | NPgY | NG FES - Steady Progression | Total other generation capacity (MW) | BSP | 0 | 0.80973 | 1.0702 | 1.2316 | 1.4124 | 1.7293 | 1.808 | 1.8959 | 1.9697 | 2.0484 | 1.2633 | 1.2928 | 1.3757 | 1.4687 | 1.4645 | 1.5312 | 1.6043 | 1.669 | 1.7425 | 1.7914 | 1.823 | 1.8445 | 1.8462 | 1.8253 | 1.7972 | 1.7621 | 1.7213 | 1.6764 | 1.6273 | 1.5695 | 1.5069 | 1.4399 | 1.3689 | 1.2948
OSGODBY 1/2 | DRAX | NPgY | NG FES - Steady Progression | Total other generation capacity (MW) | BSP | 24 | 24 | 24 | 24 | 24 | 24 | 24 | 24 | 24 | 24 | 24 | 24 | 24 | 24 | 24 | 24 | 24 | 24 | 24 | 24 | 24 | 24 | 24 | 24 | 24 | 24 | 24 | 24 | 24 | 24 | 24 | 24 | 24 | 24
OSGODBY 3/4 | DRAX | NPgY | NG FES - Steady Progression | Total other generation capacity (MW) | BSP | 16.311 | 17.1668 | 17.4421 | 17.6127 | 17.8038 | 18.1388 | 18.2219 | 18.3148 | 18.3929 | 18.4761 | 17.6462 | 17.6774 | 17.765 | 17.8633 | 17.8588 | 17.9293 | 18.0066 | 18.075 | 18.1527 | 18.2044 | 18.2377 | 18.2605 | 18.2623 | 18.2402 | 18.2106 | 18.1734 | 18.1303 | 18.0828 | 18.0309 | 17.9699 | 17.9037 | 17.8328 | 17.7578 | 17.6795
RODLEY | SKELTON GRANGE | NPgY | NG FES - Steady Progression | Total other generation capacity (MW) | BSP | 0.426 | 1.7389 | 2.1612 | 2.4229 | 2.716 | 3.2299 | 3.3574 | 3.4999 | 3.6197 | 3.7473 | 2.4743 | 2.5221 | 2.6565 | 2.8073 | 2.8005 | 2.9086 | 3.0272 | 3.132 | 3.2513 | 3.3305 | 3.3817 | 3.4166 | 3.4194 | 3.3855 | 3.34 | 3.283 | 3.2169 | 3.1441 | 3.0645 | 2.9708 | 2.8692 | 2.7606 | 2.6455 | 2.5253
SAINT ANDREWS ROAD 132/33KV | SKELTON GRANGE | NPgY | NG FES - Steady Progression | Total other generation capacity (MW) | BSP | 10.6 | 11.9046 | 12.3243 | 12.5843 | 12.8756 | 13.3862 | 13.5129 | 13.6546 | 13.7736 | 13.9004 | 12.6354 | 12.6829 | 12.8165 | 12.9663 | 12.9595 | 13.0669 | 13.1848 | 13.289 | 13.4075 | 13.4862 | 13.5371 | 13.5718 | 13.5745 | 13.5409 | 13.4957 | 13.439 | 13.3734 | 13.3009 | 13.2218 | 13.1288 | 13.0278 | 12.9199 | 12.8055 | 12.6861
SALTEND 132/33KV | SALTEND NORTH | NPgY | NG FES - Steady Progression | Total other generation capacity (MW) | BSP | 0 | 0.010872 | 0.014369 | 0.016536 | 0.018963 | 0.023218 | 0.024274 | 0.025455 | 0.026447 | 0.027503 | 0.016961 | 0.017357 | 0.018471 | 0.019719 | 0.019663 | 0.020558 | 0.02154 | 0.022408 | 0.023396 | 0.024052 | 0.024476 | 0.024765 | 0.024788 | 0.024507 | 0.024131 | 0.023659 | 0.023111 | 0.022508 | 0.021849 | 0.021073 | 0.020232 | 0.019332 | 0.018379 | 0.017384
SANTON | KEADBY | NPgY | NG FES - Steady Progression | Total other generation capacity (MW) | BSP | 54.351 | 55.2068 | 55.4821 | 55.6527 | 55.8438 | 56.1788 | 56.2619 | 56.3548 | 56.4329 | 56.5161 | 55.6862 | 55.7174 | 55.805 | 55.9033 | 55.8988 | 55.9693 | 56.0466 | 56.115 | 56.1927 | 56.2444 | 56.2777 | 56.3005 | 56.3023 | 56.2802 | 56.2506 | 56.2134 | 56.1703 | 56.1228 | 56.0709 | 56.0099 | 55.9437 | 55.8728 | 55.7978 | 55.7195
SCUNTHORPE NORTH | KEADBY | NPgY | NG FES - Steady Progression | Total other generation capacity (MW) | BSP | 36.91 | 37.6928 | 37.9446 | 38.1006 | 38.2754 | 38.5817 | 38.6578 | 38.7427 | 38.8142 | 38.8902 | 38.1312 | 38.1597 | 38.2399 | 38.3298 | 38.3257 | 38.3902 | 38.4609 | 38.5234 | 38.5945 | 38.6417 | 38.6723 | 38.6931 | 38.6947 | 38.6745 | 38.6474 | 38.6134 | 38.574 | 38.5306 | 38.4831 | 38.4273 | 38.3667 | 38.3019 | 38.2333 | 38.1616
SCUNTHORPE SOUTH | KEADBY | NPgY | NG FES - Steady Progression | Total other generation capacity (MW) | BSP | 0 | 0.43748 | 0.57821 | 0.66542 | 0.76309 | 0.93431 | 0.9768 | 1.0243 | 1.0642 | 1.1067 | 0.68253 | 0.69846 | 0.74327 | 0.79349 | 0.79123 | 0.82725 | 0.86678 | 0.90171 | 0.94144 | 0.96784 | 0.9849 | 0.99654 | 0.99745 | 0.98618 | 0.97101 | 0.95202 | 0.93 | 0.90572 | 0.87919 | 0.84799 | 0.81414 | 0.77793 | 0.73958 | 0.69953
SILSDEN | BRADFORD WEST | NPgY | NG FES - Steady Progression | Total other generation capacity (MW) | BSP | 1.449 | 3.4881 | 4.1441 | 4.5505 | 5.0058 | 5.8038 | 6.0019 | 6.2233 | 6.4093 | 6.6075 | 4.6303 | 4.7046 | 4.9134 | 5.1475 | 5.1369 | 5.3048 | 5.4891 | 5.6519 | 5.8371 | 5.9601 | 6.0397 | 6.0939 | 6.0982 | 6.0456 | 5.9749 | 5.8864 | 5.7838 | 5.6706 | 5.5469 | 5.4015 | 5.2437 | 5.075 | 4.8962 | 4.7095
SOWERBY BRIDGE 132/33KV | ELLAND | NPgY | NG FES - Steady Progression | Total other generation capacity (MW) | BSP | 0.931 | 2.3409 | 2.7944 | 3.0754 | 3.3902 | 3.942 | 4.0789 | 4.232 | 4.3606 | 4.4976 | 3.1306 | 3.1819 | 3.3263 | 3.4882 | 3.4809 | 3.5969 | 3.7243 | 3.8369 | 3.965 | 4.05 | 4.105 | 4.1425 | 4.1455 | 4.1091 | 4.0602 | 3.999 | 3.9281 | 3.8498 | 3.7643 | 3.6638 | 3.5547 | 3.438 | 3.3144 | 3.1853
STAYGATE | SKELTON GRANGE | NPgY | NG FES - Steady Progression | Total other generation capacity (MW) | BSP | 0.7 | 1.8072 | 2.1633 | 2.384 | 2.6312 | 3.0646 | 3.1721 | 3.2923 | 3.3933 | 3.5009 | 2.4273 | 2.4677 | 2.5811 | 2.7082 | 2.7024 | 2.7936 | 2.8937 | 2.9821 | 3.0826 | 3.1494 | 3.1926 | 3.2221 | 3.2244 | 3.1958 | 3.1575 | 3.1094 | 3.0537 | 2.9922 | 2.9251 | 2.8461 | 2.7604 | 2.6688 | 2.5717 | 2.4704
THORNHILL 132KV | ELLAND | NPgY | NG FES - Steady Progression | Total other generation capacity (MW) | BSP | 1.5 | 3.5295 | 4.1824 | 4.587 | 5.0401 | 5.8344 | 6.0315 | 6.2519 | 6.437 | 6.6343 | 4.6664 | 4.7403 | 4.9481 | 5.1811 | 5.1706 | 5.3377 | 5.5211 | 5.6832 | 5.8675 | 5.99 | 6.0691 | 6.1231 | 6.1274 | 6.075 | 6.0047 | 5.9166 | 5.8144 | 5.7018 | 5.5787 | 5.434 | 5.2769 | 5.1089 | 4.931 | 4.7452
WAKEFIELD MONCKTON ROAD | WEST MELTON SECTION 3 | NPgY | NG FES - Steady Progression | Total other generation capacity (MW) | BSP | 19 | 20.1959 | 20.5806 | 20.819 | 21.086 | 21.554 | 21.6702 | 21.8 | 21.9091 | 22.0254 | 20.8658 | 20.9093 | 21.0318 | 21.1691 | 21.1629 | 21.2614 | 21.3694 | 21.4649 | 21.5735 | 21.6457 | 21.6923 | 21.7241 | 21.7266 | 21.6958 | 21.6544 | 21.6024 | 21.5422 | 21.4759 | 21.4034 | 21.3181 | 21.2255 | 21.1265 | 21.0217 | 20.9122
WAKEFIELD NORTH | SKELTON GRANGE | NPgY | NG FES - Steady Progression | Total other generation capacity (MW) | BSP | 10.591 | 11.6469 | 11.9865 | 12.197 | 12.4327 | 12.846 | 12.9485 | 13.0632 | 13.1595 | 13.2621 | 12.2383 | 12.2768 | 12.3849 | 12.5061 | 12.5006 | 12.5876 | 12.683 | 12.7673 | 12.8632 | 12.9269 | 12.9681 | 12.9962 | 12.9984 | 12.9712 | 12.9346 | 12.8887 | 12.8356 | 12.777 | 12.7129 | 12.6376 | 12.5559 | 12.4685 | 12.376 | 12.2793
WEST MELTON | WEST MELTON SECTION 3 | NPgY | NG FES - Steady Progression | Total other generation capacity (MW) | BSP | 15.52 | 25.3256 | 25.9064 | 26.2663 | 26.6694 | 27.3761 | 27.5515 | 27.7475 | 27.9122 | 28.0877 | 26.3369 | 26.4027 | 26.5876 | 26.7949 | 26.7856 | 26.9343 | 27.0974 | 27.2416 | 27.4056 | 27.5145 | 27.5849 | 27.633 | 27.6367 | 27.5902 | 27.5276 | 27.4492 | 27.3583 | 27.2581 | 27.1486 | 27.0199 | 26.8801 | 26.7307 | 26.5724 | 26.4071
WHINMOOR | FERRYBRIDGE B | NPgY | NG FES - Steady Progression | Total other generation capacity (MW) | BSP | 2.26 | 3.1976 | 3.4992 | 3.6861 | 3.8954 | 4.2624 | 4.3534 | 4.4552 | 4.5408 | 4.6319 | 3.7228 | 3.7569 | 3.8529 | 3.9606 | 3.9557 | 4.0329 | 4.1176 | 4.1925 | 4.2776 | 4.3342 | 4.3708 | 4.3957 | 4.3977 | 4.3735 | 4.341 | 4.3003 | 4.2531 | 4.2011 | 4.1442 | 4.0774 | 4.0048 | 3.9272 | 3.845 | 3.7592
WOLD NEWTON | KEADBY | NPgY | NG FES - Steady Progression | Total other generation capacity (MW) | BSP | 1.568 | 2.9518 | 3.3969 | 3.6727 | 3.9817 | 4.5232 | 4.6576 | 4.8079 | 4.9341 | 5.0686 | 3.7268 | 3.7773 | 3.919 | 4.0778 | 4.0707 | 4.1846 | 4.3096 | 4.4201 | 4.5458 | 4.6293 | 4.6833 | 4.7201 | 4.723 | 4.6873 | 4.6393 | 4.5793 | 4.5096 | 4.4328 | 4.3489 | 4.2502 | 4.1431 | 4.0286 | 3.9073 | 3.7806
YARBOROUGH ROAD 132/33KV | GRIMSBY WEST | NPgY | NG FES - Steady Progression | Total other generation capacity (MW) | BSP | 0 | 0.72102 | 0.95295 | 1.0967 | 1.2577 | 1.5398 | 1.6099 | 1.6882 | 1.7539 | 1.824 | 1.1249 | 1.1511 | 1.225 | 1.3078 | 1.304 | 1.3634 | 1.4285 | 1.4861 | 1.5516 | 1.5951 | 1.6232 | 1.6424 | 1.6439 | 1.6253 | 1.6003 | 1.569 | 1.5327 | 1.4927 | 1.449 | 1.3976 | 1.3418 | 1.2821 | 1.2189 | 1.1529

## SP_storage capacity
Bulk Supply Point Name | Grid Supply Point Connected to | Licence area | Scenario name | Output parameter_Unit | Substation Type in Forecasting Model | 2017 | 2018 | 2019 | 2020 | 2021 | 2022 | 2023 | 2024 | 2025 | 2026 | 2027 | 2028 | 2029 | 2030 | 2031 | 2032 | 2033 | 2034 | 2035 | 2036 | 2037 | 2038 | 2039 | 2040 | 2041 | 2042 | 2043 | 2044 | 2045 | 2046 | 2047 | 2048 | 2049 | 2050
ANNFIELD | STELLA SOUTH | NPgN | NG FES - Steady Progression | Total storage capacity (MW) | BSP | 0.011433 | 0.6205 | 0.62818 | 0.63632 | 0.66618 | 1.3858 | 1.4144 | 1.4429 | 1.4713 | 1.4992 | 1.5313 | 1.5723 | 1.6249 | 1.8015 | 2.5681 | 2.7226 | 2.7703 | 2.7703 | 3.6551 | 4.535 | 4.535 | 4.535 | 4.7092 | 4.7092 | 4.71 | 5.1783 | 5.1783 | 5.6928 | 5.6928 | 5.6928 | 6.2058 | 6.2058 | 6.2058 | 6.2058
BARRACK ROAD | STELLA NORTH | NPgN | NG FES - Steady Progression | Total storage capacity (MW) | BSP | 0.0041252 | 0.48604 | 0.49175 | 0.4978 | 0.51948 | 1.1816 | 1.2028 | 1.224 | 1.2451 | 1.2658 | 1.2897 | 1.3202 | 1.3593 | 1.5061 | 2.2336 | 2.3484 | 2.3838 | 2.3838 | 3.2816 | 4.1937 | 4.1937 | 4.1937 | 4.3828 | 4.3828 | 4.3831 | 4.9028 | 4.9028 | 5.4677 | 5.4677 | 5.4677 | 5.9872 | 5.9872 | 5.9872 | 5.9872
BLUCHER | STELLA NORTH | NPgN | NG FES - Steady Progression | Total storage capacity (MW) | BSP | 0.0094441 | 0.41664 | 0.4216 | 0.42685 | 0.44636 | 1.0571 | 1.0756 | 1.094 | 1.1123 | 1.1303 | 1.1511 | 1.1775 | 1.2114 | 1.3475 | 1.9968 | 2.0965 | 2.1273 | 2.1273 | 2.8773 | 3.6248 | 3.6248 | 3.6248 | 3.7754 | 3.7754 | 3.776 | 4.1855 | 4.1855 | 4.6335 | 4.6335 | 4.6335 | 5.0666 | 5.0666 | 5.0666 | 5.0666
BOWESFIELD | NORTON | NPgN | NG FES - Steady Progression | Total storage capacity (MW) | BSP | 0.014549 | 0.68708 | 0.69559 | 0.7046 | 0.73788 | 1.5202 | 1.5518 | 1.5833 | 1.6148 | 1.6457 | 1.6813 | 1.7266 | 1.7849 | 1.9771 | 2.8186 | 2.9896 | 3.0424 | 3.0424 | 4.0339 | 5.0256 | 5.0256 | 5.0256 | 5.2239 | 5.2239 | 5.2249 | 5.7603 | 5.7603 | 6.3472 | 6.3472 | 6.3472 | 6.9224 | 6.9224 | 6.9224 | 6.9224
CHIRTON GRANGE | TYNEMOUTH | NPgN | NG FES - Steady Progression | Total storage capacity (MW) | BSP | 0.0095617 | 0.4389 | 0.4411 | 0.44343 | 0.45269 | 0.98214 | 0.99032 | 0.99845 | 1.0066 | 1.0145 | 1.0237 | 1.0354 | 1.0505 | 1.1507 | 1.7065 | 1.7506 | 1.7643 | 1.7643 | 2.3904 | 3.0194 | 3.0194 | 3.0194 | 3.1481 | 3.1481 | 3.1487 | 3.5013 | 3.5013 | 3.8858 | 3.8858 | 3.8858 | 4.2474 | 4.2474 | 4.2474 | 4.2474
COALBURNS | STELLA SOUTH | NPgN | NG FES - Steady Progression | Total storage capacity (MW) | BSP | 0.0064949 | 0.48569 | 0.49166 | 0.49797 | 0.52087 | 1.0852 | 1.1074 | 1.1295 | 1.1516 | 1.1732 | 1.1982 | 1.23 | 1.2708 | 1.4098 | 2.0045 | 2.1243 | 2.1613 | 2.1613 | 2.8306 | 3.4937 | 3.4937 | 3.4937 | 3.6233 | 3.6233 | 3.6238 | 3.9697 | 3.9697 | 4.3511 | 4.3511 | 4.3511 | 4.7398 | 4.7398 | 4.7398 | 4.7398
DARLINGTON CENTRAL | NORTON | NPgN | NG FES - Steady Progression | Total storage capacity (MW) | BSP | 0.005081 | 0.45317 | 0.45974 | 0.4667 | 0.49169 | 1.0671 | 1.0915 | 1.1159 | 1.1402 | 1.164 | 1.1916 | 1.2266 | 1.2716 | 1.4149 | 2.0389 | 2.171 | 2.2118 | 2.2118 | 2.9591 | 3.7078 | 3.7078 | 3.7078 | 3.8583 | 3.8583 | 3.8586 | 4.2657 | 4.2657 | 4.7117 | 4.7117 | 4.7117 | 5.145 | 5.145 | 5.145 | 5.145
DARLINGTON NORTH | NORTON | NPgN | NG FES - Steady Progression | Total storage capacity (MW) | BSP | 2.5082 | 2.9863 | 2.9918 | 2.9976 | 3.019 | 3.6373 | 3.6578 | 3.6782 | 3.6986 | 3.7185 | 3.7415 | 3.7709 | 3.8086 | 3.9512 | 4.6054 | 4.716 | 4.7502 | 4.7502 | 5.4948 | 6.2378 | 6.2378 | 6.2378 | 6.3858 | 6.3858 | 6.3863 | 6.7849 | 6.7849 | 7.2223 | 7.2223 | 7.2223 | 7.6542 | 7.6542 | 7.6542 | 7.6542
DUNSTON | STELLA NORTH | NPgN | NG FES - Steady Progression | Total storage capacity (MW) | BSP | 0.012673 | 0.94436 | 0.95375 | 0.9637 | 1 | 2.304 | 2.339 | 2.3738 | 2.4086 | 2.4426 | 2.4819 | 2.532 | 2.5963 | 2.8752 | 4.2681 | 4.4569 | 4.5152 | 4.5152 | 6.136 | 7.7719 | 7.7719 | 7.7719 | 8.105 | 8.105 | 8.1059 | 9.0127 | 9.0127 | 10.0025 | 10.0025 | 10.0025 | 10.9419 | 10.9419 | 10.9419 | 10.9419
FLATWORTH | TYNEMOUTH | NPgN | NG FES - Steady Progression | Total storage capacity (MW) | BSP | 0.0050166 | 0.2779 | 0.27911 | 0.28039 | 0.28546 | 0.68013 | 0.68463 | 0.68911 | 0.69358 | 0.69796 | 0.70303 | 0.70947 | 0.71775 | 0.78995 | 1.196 | 1.2203 | 1.2278 | 1.2278 | 1.6632 | 2.0995 | 2.0995 | 2.0995 | 2.1875 | 2.1875 | 2.1878 | 2.4266 | 2.4266 | 2.6879 | 2.6879 | 2.6879 | 2.9401 | 2.9401 | 2.9401 | 2.9401
GOSFORTH | TYNEMOUTH | NPgN | NG FES - Steady Progression | Total storage capacity (MW) | BSP | 0.0090784 | 0.45721 | 0.46687 | 0.47711 | 0.51406 | 1.1137 | 1.1497 | 1.1855 | 1.2213 | 1.2563 | 1.2968 | 1.3483 | 1.4146 | 1.5849 | 2.262 | 2.4563 | 2.5164 | 2.5164 | 3.3933 | 4.2722 | 4.2722 | 4.2722 | 4.4506 | 4.4506 | 4.4512 | 4.9374 | 4.9374 | 5.4685 | 5.4685 | 5.4685 | 5.9752 | 5.9752 | 5.9752 | 5.9752
HARROGATE 132/33KV | KNARESBOROUGH | NPgN | NG FES - Steady Progression | Total storage capacity (MW) | BSP | 0.0081277 | 0.49613 | 0.50539 | 0.51519 | 0.55051 | 1.2657 | 1.3002 | 1.3345 | 1.3687 | 1.4023 | 1.4411 | 1.4904 | 1.5538 | 1.7402 | 2.5253 | 2.7113 | 2.7688 | 2.7688 | 3.732 | 4.6974 | 4.6974 | 4.6974 | 4.8919 | 4.8919 | 4.8924 | 5.4195 | 5.4195 | 5.9964 | 5.9964 | 5.9964 | 6.5546 | 6.5546 | 6.5546 | 6.5546
HUSTHWAITE | KNARESBOROUGH | NPgN | NG FES - Steady Progression | Total storage capacity (MW) | BSP | 0.0040838 | 0.44766 | 0.45573 | 0.46429 | 0.49473 | 1.0154 | 1.0455 | 1.0754 | 1.1053 | 1.1345 | 1.1683 | 1.2113 | 1.2666 | 1.4161 | 1.9767 | 2.139 | 2.1891 | 2.1891 | 2.8466 | 3.4978 | 3.4978 | 3.4978 | 3.6237 | 3.6237 | 3.624 | 3.9573 | 3.9573 | 4.3259 | 4.3259 | 4.3259 | 4.709 | 4.709 | 4.709 | 4.709
LEEMING BAR_SKEEBY | NORTON | NPgN | NG FES - Steady Progression | Total storage capacity (MW) | BSP | 0.019971 | 1.4534 | 1.4847 | 1.5178 | 1.6364 | 3.3013 | 3.4178 | 3.5337 | 3.6496 | 3.7631 | 3.8942 | 4.0609 | 4.2754 | 4.7938 | 6.6411 | 7.2702 | 7.4645 | 7.4645 | 9.7633 | 12.0498 | 12.0498 | 12.0498 | 12.4974 | 12.4974 | 12.4988 | 13.6925 | 13.6925 | 15.008 | 15.008 | 15.008 | 16.3456 | 16.3456 | 16.3456 | 16.3456
LINTON | BLYTH 132kV | NPgN | NG FES - Steady Progression | Total storage capacity (MW) | BSP | 0.010759 | 0.80164 | 0.81074 | 0.82038 | 0.85541 | 1.7262 | 1.7601 | 1.7938 | 1.8275 | 1.8605 | 1.8986 | 1.947 | 2.0094 | 2.2233 | 3.1385 | 3.3214 | 3.3779 | 3.3779 | 4.4017 | 5.4147 | 5.4147 | 5.4147 | 5.6123 | 5.6123 | 5.613 | 6.1396 | 6.1396 | 6.7204 | 6.7204 | 6.7204 | 7.3151 | 7.3151 | 7.3151 | 7.3151
MALTON GRID | OSBALDWICK | NPgN | NG FES - Steady Progression | Total storage capacity (MW) | BSP | 0.015721 | 1.2629 | 1.283 | 1.3042 | 1.3804 | 2.6614 | 2.736 | 2.8101 | 2.8843 | 2.9569 | 3.0408 | 3.1474 | 3.2847 | 3.6546 | 5.0286 | 5.4311 | 5.5555 | 5.5555 | 7.1529 | 8.7311 | 8.7311 | 8.7311 | 9.0343 | 9.0343 | 9.0354 | 9.8354 | 9.8354 | 10.7216 | 10.7216 | 10.7216 | 11.6526 | 11.6526 | 11.6526 | 11.6526
MELROSEGATE | OSBALDWICK | NPgN | NG FES - Steady Progression | Total storage capacity (MW) | BSP | 0.017285 | 1.0554 | 1.0714 | 1.0884 | 1.15 | 2.4473 | 2.5071 | 2.5666 | 2.626 | 2.6842 | 2.7514 | 2.8369 | 2.9469 | 3.2791 | 4.699 | 5.0216 | 5.1213 | 5.1213 | 6.8532 | 8.5912 | 8.5912 | 8.5912 | 8.9414 | 8.9414 | 8.9426 | 9.8916 | 9.8916 | 10.9301 | 10.9301 | 10.9301 | 11.9339 | 11.9339 | 11.9339 | 11.9339
NORTH TEES | NORTON | NPgN | NG FES - Steady Progression | Total storage capacity (MW) | BSP | 0.011587 | 0.9146 | 0.92741 | 0.94098 | 0.98989 | 2.0948 | 2.1424 | 2.1899 | 2.2373 | 2.2838 | 2.3374 | 2.4056 | 2.4934 | 2.7685 | 3.979 | 4.2365 | 4.316 | 4.316 | 5.794 | 7.286 | 7.286 | 7.286 | 7.5884 | 7.5884 | 7.5892 | 8.4098 | 8.4098 | 9.3066 | 9.3066 | 9.3066 | 10.1647 | 10.1647 | 10.1647 | 10.1647
POTTER HOUSE | SPENNYMOOR | NPgN | NG FES - Steady Progression | Total storage capacity (MW) | BSP | 0.011916 | 0.51797 | 0.52419 | 0.53078 | 0.55524 | 1.1523 | 1.1755 | 1.1985 | 1.2215 | 1.2441 | 1.2701 | 1.3032 | 1.3458 | 1.4881 | 2.1425 | 2.2675 | 2.3061 | 2.3061 | 3.109 | 3.9182 | 3.9182 | 3.9182 | 4.0837 | 4.0837 | 4.0845 | 4.5368 | 4.5368 | 5.0299 | 5.0299 | 5.0299 | 5.4944 | 5.4944 | 5.4944 | 5.4944
RAVENSWORTH | STELLA SOUTH | NPgN | NG FES - Steady Progression | Total storage capacity (MW) | BSP | 0.0037585 | 0.41085 | 0.41612 | 0.42171 | 0.44174 | 0.9802 | 0.99985 | 1.0194 | 1.0389 | 1.058 | 1.0801 | 1.1082 | 1.1444 | 1.2721 | 1.8478 | 1.9539 | 1.9866 | 1.9866 | 2.6548 | 3.3273 | 3.3273 | 3.3273 | 3.4618 | 3.4618 | 3.462 | 3.824 | 3.824 | 4.2208 | 4.2208 | 4.2208 | 4.6096 | 4.6096 | 4.6096 | 4.6096
SCARBOROUGH GRID | OSBALDWICK | NPgN | NG FES - Steady Progression | Total storage capacity (MW) | BSP | 0.012704 | 1.2481 | 1.2582 | 1.2689 | 1.3078 | 2.2919 | 2.3295 | 2.3669 | 2.4043 | 2.4409 | 2.4832 | 2.5369 | 2.6061 | 2.8412 | 3.9076 | 4.1105 | 4.1732 | 4.1732 | 5.4473 | 6.7322 | 6.7322 | 6.7322 | 6.9919 | 6.9919 | 6.9928 | 7.6967 | 7.6967 | 8.4665 | 8.4665 | 8.4665 | 9.2061 | 9.2061 | 9.2061 | 9.2061
SEAL SANDS | SALTHOLME | NPgN | NG FES - Steady Progression | Total storage capacity (MW) | BSP | 0 | 0.17605 | 0.17629 | 0.17653 | 0.17741 | 0.55964 | 0.56051 | 0.56139 | 0.56226 | 0.56311 | 0.5641 | 0.56535 | 0.56697 | 0.63002 | 1.0138 | 1.0186 | 1.02 | 1.02 | 1.4076 | 1.7951 | 1.7951 | 1.7951 | 1.8726 | 1.8726 | 1.8726 | 2.0817 | 2.0817 | 2.311 | 2.311 | 2.311 | 2.5358 | 2.5358 | 2.5358 | 2.5358
SPADEADAM 33KV | SPADEADAM | NPgN | NG FES - Steady Progression | Total storage capacity (MW) | BSP | 0.00017335 | 0.037932 | 0.038063 | 0.038201 | 0.038707 | 0.083193 | 0.083679 | 0.084164 | 0.084648 | 0.085121 | 0.085669 | 0.086365 | 0.087261 | 0.095657 | 0.13947 | 0.14209 | 0.14291 | 0.14291 | 0.18465 | 0.22551 | 0.22551 | 0.22551 | 0.23326 | 0.23326 | 0.23327 | 0.25359 | 0.25359 | 0.27616 | 0.27616 | 0.27616 | 0.30043 | 0.30043 | 0.30043 | 0.30043
SPENNYMOOR 132/66KV | SPENNYMOOR | NPgN | NG FES - Steady Progression | Total storage capacity (MW) | BSP | 0.017442 | 1.1148 | 1.1326 | 1.1514 | 1.2194 | 2.6019 | 2.6681 | 2.7339 | 2.7997 | 2.8641 | 2.9385 | 3.0332 | 3.1549 | 3.5181 | 5.0108 | 5.3679 | 5.4782 | 5.4782 | 7.2475 | 9.0084 | 9.0084 | 9.0084 | 9.357 | 9.357 | 9.3581 | 10.2944 | 10.2944 | 11.3232 | 11.3232 | 11.3232 | 12.3497 | 12.3497 | 12.3497 | 12.3497
TORONTO | SPENNYMOOR | NPgN | NG FES - Steady Progression | Total storage capacity (MW) | BSP | 0.0095643 | 0.84938 | 0.86021 | 0.87169 | 0.91302 | 1.9166 | 1.9569 | 1.997 | 2.0371 | 2.0764 | 2.1218 | 2.1795 | 2.2537 | 2.5022 | 3.5646 | 3.7823 | 3.8496 | 3.8496 | 5.057 | 6.257 | 6.257 | 6.257 | 6.4926 | 6.4926 | 6.4932 | 7.1228 | 7.1228 | 7.8162 | 7.8162 | 7.8162 | 8.5181 | 8.5181 | 8.5181 | 8.5181
WORMALD GREEN 132/33KV | KNARESBOROUGH | NPgN | NG FES - Steady Progression | Total storage capacity (MW) | BSP | 0.0072726 | 0.71057 | 0.72991 | 0.75041 | 0.82308 | 1.6197 | 1.6917 | 1.7634 | 1.835 | 1.9051 | 1.9861 | 2.0892 | 2.2217 | 2.5043 | 3.4171 | 3.8059 | 3.926 | 3.926 | 5.1287 | 6.3231 | 6.3231 | 6.3231 | 6.557 | 6.557 | 6.5575 | 7.1818 | 7.1818 | 7.8698 | 7.8698 | 7.8698 | 8.569 | 8.569 | 8.569 | 8.569
ATTERCLIFFE | WEST MELTON / THORPE MARSH | NPgY | NG FES - Steady Progression | Total storage capacity (MW) | BSP | 0.0065778 | 0.12447 | 0.12741 | 0.16592 | 0.17335 | 0.17335 | 0.17335 | 0.19923 | 0.19923 | 0.59309 | 0.75414 | 0.91699 | 0.93193 | 0.94997 | 1.3494 | 2.1605 | 2.5438 | 2.8364 | 3.1439 | 3.1441 | 3.2708 | 3.6933 | 4.158 | 4.3355 | 4.7753 | 4.9443 | 4.9443 | 4.9443 | 5.7429 | 6.1819 | 6.1819 | 6.1819 | 6.5028 | 6.503
BARUGH 132/66KV | WEST MELTON SECTION 3 | NPgY | NG FES - Steady Progression | Total storage capacity (MW) | BSP | 0.011004 | 0.14905 | 0.15618 | 0.20718 | 0.22467 | 0.22467 | 0.22467 | 0.25766 | 0.25766 | 0.79272 | 1.0073 | 1.2259 | 1.2622 | 1.306 | 1.8574 | 3.0048 | 3.6268 | 4.1257 | 4.5976 | 4.5979 | 4.7827 | 5.3986 | 6.0762 | 6.3349 | 6.9763 | 7.2226 | 7.2226 | 7.2226 | 8.3868 | 9.0268 | 9.0268 | 9.0268 | 9.4782 | 9.4787
BEESTON ROYDS 132/33KV | KIRKSTALL B | NPgY | NG FES - Steady Progression | Total storage capacity (MW) | BSP | 0.011163 | 0.16635 | 0.17374 | 0.2323 | 0.25039 | 0.25039 | 0.25039 | 0.2874 | 0.2874 | 0.90096 | 1.1509 | 1.4528 | 1.4904 | 1.5357 | 2.3512 | 4.0711 | 4.9423 | 5.6183 | 6.3066 | 6.307 | 6.5731 | 7.4599 | 8.4356 | 8.8081 | 9.7314 | 10.0862 | 10.0862 | 10.0862 | 11.7627 | 12.6843 | 12.6843 | 12.6843 | 13.351 | 13.3516
BEVERLEY 132/33KV | CREYKE BECK | NPgY | NG FES - Steady Progression | Total storage capacity (MW) | BSP | 0.018593 | 0.26853 | 0.29485 | 0.38628 | 0.44847 | 0.44847 | 0.44847 | 0.51509 | 0.51509 | 1.5063 | 1.8647 | 2.2332 | 2.367 | 2.5286 | 3.3984 | 5.1417 | 6.3947 | 7.506 | 8.3281 | 8.3288 | 8.6589 | 9.759 | 10.9694 | 11.4315 | 12.5772 | 13.0174 | 13.0174 | 13.0174 | 15.097 | 16.2403 | 16.2403 | 16.2403 | 16.9678 | 16.9698
BINGLEY 132/33KV | BRADFORD WEST | NPgY | NG FES - Steady Progression | Total storage capacity (MW) | BSP | 0.0094853 | 0.12201 | 0.12636 | 0.1664 | 0.17735 | 0.17735 | 0.17735 | 0.20322 | 0.20322 | 0.61887 | 0.78768 | 0.98058 | 1.0027 | 1.0294 | 1.5341 | 2.5788 | 3.0948 | 3.494 | 3.9031 | 3.9034 | 4.0661 | 4.6081 | 5.2044 | 5.4321 | 5.9965 | 6.2134 | 6.2134 | 6.2134 | 7.238 | 7.8012 | 7.8012 | 7.8012 | 8.2096 | 8.21
BLACKBURN MEADOWS B | WEST MELTON / THORPE MARSH | NPgY | NG FES - Steady Progression | Total storage capacity (MW) | BSP | 0.0026368 | 10.0528 | 10.0542 | 10.0718 | 10.0754 | 10.0754 | 10.0754 | 10.0867 | 10.0867 | 10.2673 | 10.3424 | 10.434 | 10.4415 | 10.4506 | 10.6972 | 11.2163 | 11.4627 | 11.648 | 11.8491 | 11.8492 | 11.9278 | 12.1896 | 12.4777 | 12.5877 | 12.8602 | 12.9649 | 12.9649 | 12.9649 | 13.4599 | 13.732 | 13.732 | 13.732 | 13.9329 | 13.933
BLYTON | KEADBY | NPgY | NG FES - Steady Progression | Total storage capacity (MW) | BSP | 0.0056893 | 0.19548 | 0.21556 | 0.28292 | 0.32946 | 0.32946 | 0.32946 | 0.3802 | 0.3802 | 1.1098 | 1.3692 | 1.6452 | 1.7472 | 1.8705 | 2.5155 | 3.7875 | 4.7102 | 5.5335 | 6.1321 | 6.1323 | 6.3776 | 7.1952 | 8.0948 | 8.4383 | 9.2892 | 9.6163 | 9.6163 | 9.6163 | 11.1619 | 12.0116 | 12.0116 | 12.0116 | 12.5493 | 12.5508
BRADFORD | BRADFORD WEST | NPgY | NG FES - Steady Progression | Total storage capacity (MW) | BSP | 0.012062 | 0.18322 | 0.18738 | 0.25191 | 0.26269 | 0.26269 | 0.26269 | 0.30145 | 0.30145 | 0.96743 | 1.2495 | 1.5253 | 1.5464 | 1.5719 | 2.2832 | 3.7952 | 4.5154 | 5.057 | 5.6469 | 5.6473 | 5.8735 | 6.6271 | 7.4563 | 7.7729 | 8.5577 | 8.8592 | 8.8592 | 8.8592 | 10.2839 | 11.0671 | 11.0671 | 11.0671 | 11.646 | 11.6463
BRAMHAM | FERRYBRIDGE B | NPgY | NG FES - Steady Progression | Total storage capacity (MW) | BSP | 0.0085295 | 0.19747 | 0.2065 | 0.2691 | 0.29067 | 0.29067 | 0.29067 | 0.33464 | 0.33464 | 0.98589 | 1.2404 | 1.5121 | 1.558 | 1.6135 | 2.2774 | 3.6105 | 4.325 | 4.9028 | 5.4377 | 5.438 | 5.6594 | 6.397 | 7.2086 | 7.5185 | 8.2865 | 8.5816 | 8.5816 | 8.5816 | 9.9761 | 10.7427 | 10.7427 | 10.7427 | 11.2805 | 11.2812
BRANSHOLME | CREYKE BECK | NPgY | NG FES - Steady Progression | Total storage capacity (MW) | BSP | 0.0088135 | 0.05386 | 0.057277 | 0.074475 | 0.083228 | 0.083228 | 0.083228 | 0.094381 | 0.094381 | 0.27798 | 0.34913 | 0.45308 | 0.47045 | 0.49142 | 0.78173 | 1.3854 | 1.7046 | 1.9585 | 2.2036 | 2.2039 | 2.3 | 2.6201 | 2.9723 | 3.1068 | 3.4404 | 3.5685 | 3.5685 | 3.5685 | 4.1737 | 4.5064 | 4.5064 | 4.5064 | 4.7427 | 4.743
BRIGHOUSE 132/33KV | ELLAND | NPgY | NG FES - Steady Progression | Total storage capacity (MW) | BSP | 0.01018 | 0.16507 | 0.17141 | 0.2255 | 0.24108 | 0.24108 | 0.24108 | 0.27684 | 0.27684 | 0.83868 | 1.0651 | 1.301 | 1.3331 | 1.372 | 1.9641 | 3.1824 | 3.8086 | 4.3021 | 4.787 | 4.7873 | 4.9814 | 5.6283 | 6.34 | 6.6117 | 7.2853 | 7.5441 | 7.5441 | 7.5441 | 8.7669 | 9.4392 | 9.4392 | 9.4392 | 9.92 | 9.9205
DONCASTER B/THORPE MARSH | WEST MELTON / THORPE MARSH | NPgY | NG FES - Steady Progression | Total storage capacity (MW) | BSP | 0.02801 | 0.30451 | 0.31885 | 0.41806 | 0.45385 | 0.45385 | 0.45385 | 0.5192 | 0.5192 | 1.559 | 1.9728 | 2.4012 | 2.4741 | 2.5621 | 3.6378 | 5.8585 | 7.0649 | 8.0363 | 8.9467 | 8.9477 | 9.3084 | 10.5104 | 11.8329 | 12.3379 | 13.5902 | 14.0711 | 14.0711 | 14.0711 | 16.3433 | 17.5925 | 17.5925 | 17.5925 | 18.471 | 18.4721
DONCASTER CENTRAL | WEST MELTON / THORPE MARSH | NPgY | NG FES - Steady Progression | Total storage capacity (MW) | BSP | 0.0043317 | 0.055019 | 0.056634 | 0.075869 | 0.080023 | 0.080023 | 0.080023 | 0.09168 | 0.09168 | 0.29131 | 0.375 | 0.50244 | 0.51064 | 0.52055 | 0.88827 | 1.6657 | 2.0225 | 2.2866 | 2.5839 | 2.5841 | 2.6992 | 3.083 | 3.5052 | 3.6665 | 4.066 | 4.2195 | 4.2195 | 4.2195 | 4.945 | 5.3438 | 5.3438 | 5.3438 | 5.6415 | 5.6417
DRIFFIELD/BEVERLEY GROUP | CREYKE BECK | NPgY | NG FES - Steady Progression | Total storage capacity (MW) | BSP | 0.024168 | 0.54682 | 0.59803 | 0.77572 | 0.89544 | 0.89544 | 0.89544 | 1.0314 | 1.0314 | 2.9459 | 3.6265 | 4.3269 | 4.5871 | 4.9014 | 6.4915 | 9.5802 | 11.8505 | 13.89 | 15.3445 | 15.3453 | 15.9527 | 17.9767 | 20.2035 | 21.0537 | 23.1608 | 23.9706 | 23.9706 | 23.9706 | 27.7967 | 29.9001 | 29.9001 | 29.9001 | 31.2224 | 31.2262
FEATHERSTONE | FERRYBRIDGE B | NPgY | NG FES - Steady Progression | Total storage capacity (MW) | BSP | 0.010688 | 0.14339 | 0.15138 | 0.20085 | 0.22026 | 0.22026 | 0.22026 | 0.25263 | 0.25263 | 0.77462 | 0.98152 | 1.1966 | 1.2372 | 1.2862 | 1.8305 | 2.9643 | 3.6005 | 4.1171 | 4.5919 | 4.5923 | 4.7776 | 5.395 | 6.0742 | 6.3336 | 6.9766 | 7.2236 | 7.2236 | 7.2236 | 8.3907 | 9.0323 | 9.0323 | 9.0323 | 9.48 | 9.4806
GIRLINGTON | BRADFORD WEST | NPgY | NG FES - Steady Progression | Total storage capacity (MW) | BSP | 0.0068385 | 0.09691 | 0.099702 | 0.13848 | 0.14559 | 0.14559 | 0.14559 | 0.16704 | 0.16704 | 0.57178 | 0.74623 | 0.94124 | 0.95542 | 0.97255 | 1.5151 | 2.6968 | 3.2639 | 3.6874 | 4.1558 | 4.156 | 4.329 | 4.9056 | 5.5399 | 5.7821 | 6.3824 | 6.6131 | 6.6131 | 6.6131 | 7.703 | 8.3022 | 8.3022 | 8.3022 | 8.7473 | 8.7475
HALIFAX 132/33KV | ELLAND | NPgY | NG FES - Steady Progression | Total storage capacity (MW) | BSP | 0.0038656 | 0.073748 | 0.077171 | 0.10465 | 0.11289 | 0.11289 | 0.11289 | 0.12984 | 0.12984 | 0.41836 | 0.53685 | 0.67263 | 0.69003 | 0.71104 | 1.0762 | 1.8526 | 2.2512 | 2.5612 | 2.8753 | 2.8754 | 2.9953 | 3.3946 | 3.8339 | 4.0016 | 4.4173 | 4.577 | 4.577 | 4.577 | 5.3319 | 5.7468 | 5.7468 | 5.7468 | 6.0465 | 6.0467
HECKMONDWIKE | SKELTON GRANGE | NPgY | NG FES - Steady Progression | Total storage capacity (MW) | BSP | 0.0083524 | 0.10832 | 0.11061 | 0.14504 | 0.15116 | 0.15116 | 0.15116 | 0.17314 | 0.17314 | 0.5263 | 0.67353 | 0.8118 | 0.82342 | 0.83747 | 1.1773 | 1.8825 | 2.2179 | 2.4722 | 2.7436 | 2.7439 | 2.852 | 3.2121 | 3.6083 | 3.7595 | 4.1347 | 4.2788 | 4.2788 | 4.2788 | 4.9595 | 5.3337 | 5.3337 | 5.3337 | 5.6086 | 5.6088
HOLMFIELD | BRADFORD WEST | NPgY | NG FES - Steady Progression | Total storage capacity (MW) | BSP | 0.013076 | 0.14711 | 0.1548 | 0.20266 | 0.22165 | 0.22165 | 0.22165 | 0.25369 | 0.25369 | 0.75684 | 0.95386 | 1.1706 | 1.2097 | 1.2569 | 1.8063 | 2.9281 | 3.5404 | 4.0367 | 4.4952 | 4.4957 | 4.6799 | 5.2937 | 5.9691 | 6.227 | 6.8664 | 7.112 | 7.112 | 7.112 | 8.2724 | 8.9103 | 8.9103 | 8.9103 | 9.3568 | 9.3574
HULL EAST 132/33KV | SALTEND NORTH | NPgY | NG FES - Steady Progression | Total storage capacity (MW) | BSP | 0.010028 | 0.1691 | 0.18715 | 0.2441 | 0.28646 | 0.28646 | 0.28646 | 0.32943 | 0.32943 | 0.94967 | 1.168 | 1.4229 | 1.5146 | 1.6254 | 2.2457 | 3.4789 | 4.3474 | 5.1152 | 5.6876 | 5.688 | 5.9208 | 6.6967 | 7.5504 | 7.8764 | 8.6842 | 8.9946 | 8.9946 | 8.9946 | 10.4614 | 11.2677 | 11.2677 | 11.2677 | 11.7838 | 11.7852
HULL SOUTH | CREYKE BECK | NPgY | NG FES - Steady Progression | Total storage capacity (MW) | BSP | 0.011034 | 0.17344 | 0.17981 | 0.24121 | 0.25697 | 0.25697 | 0.25697 | 0.29506 | 0.29506 | 0.93501 | 1.2004 | 1.471 | 1.5034 | 1.5425 | 2.2438 | 3.7369 | 4.5005 | 5.0926 | 5.6957 | 5.6961 | 5.9261 | 6.6928 | 7.5363 | 7.8583 | 8.6566 | 8.9633 | 8.9633 | 8.9633 | 10.4125 | 11.2092 | 11.2092 | 11.2092 | 11.7856 | 11.7861
HULL WEST | CREYKE BECK | NPgY | NG FES - Steady Progression | Total storage capacity (MW) | BSP | 0.011329 | 0.14451 | 0.16892 | 0.22212 | 0.27918 | 0.27918 | 0.27918 | 0.3207 | 0.3207 | 0.92338 | 1.1199 | 1.3573 | 1.4814 | 1.6312 | 2.207 | 3.3581 | 4.3385 | 5.2436 | 5.8447 | 5.8451 | 6.083 | 6.8757 | 7.7478 | 8.0808 | 8.9062 | 9.2233 | 9.2233 | 9.2233 | 10.7218 | 11.5456 | 11.5456 | 11.5456 | 12.0382 | 12.04
HUMBERSTON | GRIMSBY WEST | NPgY | NG FES - Steady Progression | Total storage capacity (MW) | BSP | 0.0071381 | 0.045241 | 0.047388 | 0.063134 | 0.068802 | 0.068802 | 0.068802 | 0.078055 | 0.078055 | 0.24485 | 0.31377 | 0.42051 | 0.43142 | 0.4446 | 0.75722 | 1.4262 | 1.7539 | 2.003 | 2.2685 | 2.2688 | 2.3693 | 2.7043 | 3.0728 | 3.2136 | 3.5625 | 3.6966 | 3.6966 | 3.6966 | 4.3298 | 4.678 | 4.678 | 4.678 | 4.9336 | 4.9337
HUNNINGLEY | WEST MELTON SECTION 3 | NPgY | NG FES - Steady Progression | Total storage capacity (MW) | BSP | 0.0043832 | 0.056038 | 0.0585 | 0.077899 | 0.083996 | 0.083996 | 0.083996 | 0.09627 | 0.09627 | 0.29932 | 0.38158 | 0.49971 | 0.51222 | 0.52733 | 0.85931 | 1.5545 | 1.8923 | 2.1506 | 2.4223 | 2.4225 | 2.5288 | 2.8831 | 3.2729 | 3.4217 | 3.7906 | 3.9323 | 3.9323 | 3.9323 | 4.602 | 4.9702 | 4.9702 | 4.9702 | 5.2394 | 5.2396
HUNSHELF | WEST MELTON SECTION 3 | NPgY | NG FES - Steady Progression | Total storage capacity (MW) | BSP | 0.0047052 | 0.079829 | 0.083917 | 0.11003 | 0.11988 | 0.11988 | 0.11988 | 0.13775 | 0.13775 | 0.41123 | 0.51811 | 0.66347 | 0.68425 | 0.70934 | 1.1001 | 1.9006 | 2.3083 | 2.6291 | 2.9454 | 2.9456 | 3.0731 | 3.498 | 3.9656 | 4.1441 | 4.5865 | 4.7565 | 4.7565 | 4.7565 | 5.5598 | 6.0015 | 6.0015 | 6.0015 | 6.3178 | 6.3181
IMMINGHAM | GRIMSBY WEST | NPgY | NG FES - Steady Progression | Total storage capacity (MW) | BSP | 0.0037786 | 0.086733 | 0.097334 | 0.12762 | 0.15227 | 0.15227 | 0.15227 | 0.17546 | 0.17546 | 0.50805 | 0.62279 | 0.76914 | 0.82301 | 0.88807 | 1.2543 | 1.987 | 2.5025 | 2.9573 | 3.2981 | 3.2983 | 3.4359 | 3.8946 | 4.3993 | 4.592 | 5.0694 | 5.253 | 5.253 | 5.253 | 6.1201 | 6.5968 | 6.5968 | 6.5968 | 6.9023 | 6.9031
KIRKHAW LANE | FERRYBRIDGE B | NPgY | NG FES - Steady Progression | Total storage capacity (MW) | BSP | 0.0066075 | 0.091406 | 0.10028 | 0.13191 | 0.15291 | 0.15291 | 0.15291 | 0.17557 | 0.17557 | 0.51849 | 0.64377 | 0.79592 | 0.84101 | 0.89546 | 1.2843 | 2.0794 | 2.5901 | 3.0266 | 3.3813 | 3.3816 | 3.522 | 3.9899 | 4.5048 | 4.7014 | 5.1886 | 5.3758 | 5.3758 | 5.3758 | 6.2604 | 6.7468 | 6.7468 | 6.7468 | 7.0697 | 7.0704
KIRKSTALL C 2/5 | KIRKSTALL B | NPgY | NG FES - Steady Progression | Total storage capacity (MW) | BSP | 0.0022684 | 0.046559 | 0.047856 | 0.069554 | 0.072763 | 0.072763 | 0.072763 | 0.08374 | 0.08374 | 0.31173 | 0.41305 | 0.53877 | 0.54537 | 0.55333 | 0.92206 | 1.7417 | 2.1293 | 2.414 | 2.74 | 2.7401 | 2.8572 | 3.2475 | 3.6768 | 3.8407 | 4.2468 | 4.403 | 4.403 | 4.403 | 5.1407 | 5.5462 | 5.5462 | 5.5462 | 5.8509 | 5.851
KIRKSTALL C/RING ROAD HORSFORTH | KIRKSTALL B | NPgY | NG FES - Steady Progression | Total storage capacity (MW) | BSP | 0.015843 | 0.15538 | 0.16163 | 0.21504 | 0.23101 | 0.23101 | 0.23101 | 0.26391 | 0.26391 | 0.82286 | 1.0514 | 1.2801 | 1.3118 | 1.3501 | 1.9358 | 3.1652 | 3.8053 | 4.3096 | 4.8073 | 4.8078 | 5.0005 | 5.6425 | 6.3489 | 6.6186 | 7.2875 | 7.5444 | 7.5444 | 7.5444 | 8.7581 | 9.4252 | 9.4252 | 9.4252 | 9.9027 | 9.9032
LEEDS EAST | SKELTON GRANGE | NPgY | NG FES - Steady Progression | Total storage capacity (MW) | BSP | 0.010158 | 0.10507 | 0.10783 | 0.14735 | 0.15473 | 0.15473 | 0.15473 | 0.17686 | 0.17686 | 0.58834 | 0.76468 | 0.94604 | 0.96002 | 0.97691 | 1.4668 | 2.5275 | 3.0382 | 3.4217 | 3.8415 | 3.8418 | 3.998 | 4.5187 | 5.0916 | 5.3103 | 5.8526 | 6.0609 | 6.0609 | 6.0609 | 7.0452 | 7.5863 | 7.5863 | 7.5863 | 7.9869 | 7.9871
LEEDS NORTH | SKELTON GRANGE | NPgY | NG FES - Steady Progression | Total storage capacity (MW) | BSP | 0.0082085 | 0.096216 | 0.098287 | 0.13758 | 0.14319 | 0.14319 | 0.14319 | 0.16394 | 0.16394 | 0.57332 | 0.7526 | 0.94011 | 0.95063 | 0.96334 | 1.4835 | 2.6256 | 3.1639 | 3.5616 | 4.0125 | 4.0128 | 4.1773 | 4.7253 | 5.3283 | 5.5585 | 6.1291 | 6.3484 | 6.3484 | 6.3484 | 7.3844 | 7.9539 | 7.9539 | 7.9539 | 8.3804 | 8.3806
LINDLEY | ELLAND | NPgY | NG FES - Steady Progression | Total storage capacity (MW) | BSP | 0.012182 | 0.15513 | 0.16177 | 0.21415 | 0.23062 | 0.23062 | 0.23062 | 0.26429 | 0.26429 | 0.81205 | 1.0339 | 1.2663 | 1.3 | 1.3407 | 1.9356 | 3.1797 | 3.8336 | 4.3503 | 4.8553 | 4.8557 | 5.0527 | 5.7091 | 6.4313 | 6.707 | 7.3907 | 7.6533 | 7.6533 | 7.6533 | 8.8941 | 9.5762 | 9.5762 | 9.5762 | 10.063 | 10.0635
LOW ROAD | SKELTON GRANGE | NPgY | NG FES - Steady Progression | Total storage capacity (MW) | BSP | 0.0060218 | 0.15749 | 0.16704 | 0.22405 | 0.24653 | 0.24653 | 0.24653 | 0.28409 | 0.28409 | 0.88676 | 1.1257 | 1.4323 | 1.4808 | 1.5394 | 2.3695 | 4.1119 | 5.0366 | 5.7689 | 6.4806 | 6.4808 | 6.7572 | 7.6783 | 8.6917 | 9.0787 | 10.0372 | 10.4058 | 10.4058 | 10.4058 | 12.147 | 13.1042 | 13.1042 | 13.1042 | 13.7859 | 13.7866
MALLARD WAY | WEST MELTON / THORPE MARSH | NPgY | NG FES - Steady Progression | Total storage capacity (MW) | BSP | 0.0050217 | 0.06161 | 0.065318 | 0.089 | 0.098017 | 0.098017 | 0.098017 | 0.11236 | 0.11236 | 0.36401 | 0.466 | 0.62262 | 0.64147 | 0.66422 | 1.1179 | 2.0819 | 2.5642 | 2.9355 | 3.3206 | 3.3207 | 3.4678 | 3.9579 | 4.4971 | 4.703 | 5.2132 | 5.4092 | 5.4092 | 5.4092 | 6.3357 | 6.845 | 6.845 | 6.845 | 7.2157 | 7.216
MENSTON | BRADFORD WEST | NPgY | NG FES - Steady Progression | Total storage capacity (MW) | BSP | 0.0074915 | 0.10575 | 0.10917 | 0.14468 | 0.15331 | 0.15331 | 0.15331 | 0.17583 | 0.17583 | 0.54386 | 0.6949 | 0.8688 | 0.88621 | 0.90723 | 1.3668 | 2.3227 | 2.7847 | 3.1381 | 3.5094 | 3.5097 | 3.6565 | 4.1457 | 4.684 | 4.8895 | 5.399 | 5.5947 | 5.5947 | 5.5947 | 6.5196 | 7.028 | 7.028 | 7.028 | 7.3996 | 7.3999
MOSS ROAD | GRIMSBY WEST | NPgY | NG FES - Steady Progression | Total storage capacity (MW) | BSP | 0.005106 | 0.086539 | 0.092931 | 0.12446 | 0.13963 | 0.13963 | 0.13963 | 0.16052 | 0.16052 | 0.49736 | 0.6286 | 0.76755 | 0.80003 | 0.83925 | 1.1934 | 1.9385 | 2.3862 | 2.7571 | 3.0821 | 3.0823 | 3.2068 | 3.622 | 4.0787 | 4.2531 | 4.6853 | 4.8514 | 4.8514 | 4.8514 | 5.6361 | 6.0675 | 6.0675 | 6.0675 | 6.3626 | 6.3631
OSGODBY 1/2 | DRAX | NPgY | NG FES - Steady Progression | Total storage capacity (MW) | BSP | 0 | 0 | 0 | 0 | 0 | 0 | 0 | 0 | 0 | 0 | 0 | 0.014198 | 0.014198 | 0.014198 | 0.063157 | 0.16597 | 0.20808 | 0.23745 | 0.27466 | 0.27466 | 0.28935 | 0.3383 | 0.39215 | 0.41271 | 0.46363 | 0.48321 | 0.48321 | 0.48321 | 0.57575 | 0.62662 | 0.62662 | 0.62662 | 0.66578 | 0.66578
OSGODBY 3/4 | DRAX | NPgY | NG FES - Steady Progression | Total storage capacity (MW) | BSP | 0.0089087 | 0.14238 | 0.14936 | 0.19328 | 0.21019 | 0.21019 | 0.21019 | 0.24137 | 0.24137 | 0.69974 | 0.87681 | 1.0763 | 1.1117 | 1.1546 | 1.6489 | 2.6382 | 3.1729 | 3.6072 | 4.0054 | 4.0057 | 4.1709 | 4.7214 | 5.3271 | 5.5584 | 6.1317 | 6.352 | 6.352 | 6.352 | 7.3927 | 7.9648 | 7.9648 | 7.9648 | 8.3648 | 8.3654
RODLEY | SKELTON GRANGE | NPgY | NG FES - Steady Progression | Total storage capacity (MW) | BSP | 0.010901 | 0.14653 | 0.14989 | 0.19853 | 0.20736 | 0.20736 | 0.20736 | 0.23765 | 0.23765 | 0.73822 | 0.94729 | 1.1646 | 1.1816 | 1.2023 | 1.7626 | 2.9317 | 3.4803 | 3.8935 | 4.3419 | 4.3423 | 4.5193 | 5.1089 | 5.7576 | 6.0053 | 6.6195 | 6.8554 | 6.8554 | 6.8554 | 7.97 | 8.5828 | 8.5828 | 8.5828 | 9.0351 | 9.0353
SAINT ANDREWS ROAD 132/33KV | SKELTON GRANGE | NPgY | NG FES - Steady Progression | Total storage capacity (MW) | BSP | 0.0097644 | 0.1278 | 0.13393 | 0.17977 | 0.19482 | 0.19482 | 0.19482 | 0.22338 | 0.22338 | 0.70542 | 0.9015 | 1.0884 | 1.1196 | 1.1572 | 1.6277 | 2.6242 | 3.1716 | 3.6103 | 4.0264 | 4.0268 | 4.1856 | 4.7149 | 5.2973 | 5.5196 | 6.0709 | 6.2827 | 6.2827 | 6.2827 | 7.2832 | 7.8333 | 7.8333 | 7.8333 | 8.2213 | 8.2217
SALTEND 132/33KV | SALTEND NORTH | NPgY | NG FES - Steady Progression | Total storage capacity (MW) | BSP | 7.7046e-06 | 0.0026182 | 0.0029708 | 0.0038928 | 0.0047004 | 0.0047004 | 0.0047004 | 0.0054408 | 0.0054408 | 0.015606 | 0.018998 | 0.046062 | 0.047854 | 0.050018 | 0.1389 | 0.32402 | 0.40683 | 0.46775 | 0.53713 | 0.53713 | 0.5647 | 0.65659 | 0.75768 | 0.79628 | 0.89186 | 0.92862 | 0.92862 | 0.92862 | 1.1023 | 1.1978 | 1.1978 | 1.1978 | 1.2693 | 1.2693
SANTON | KEADBY | NPgY | NG FES - Steady Progression | Total storage capacity (MW) | BSP | 0.0087824 | 0.13933 | 0.1565 | 0.20622 | 0.24642 | 0.24642 | 0.24642 | 0.28335 | 0.28335 | 0.83074 | 1.0221 | 1.2462 | 1.3334 | 1.4388 | 1.9917 | 3.1055 | 3.9165 | 4.6373 | 5.1676 | 5.168 | 5.3792 | 6.0833 | 6.8579 | 7.1537 | 7.8867 | 8.1683 | 8.1683 | 8.1683 | 9.4993 | 10.2309 | 10.2309 | 10.2309 | 10.6947 | 10.696
SCUNTHORPE NORTH | KEADBY | NPgY | NG FES - Steady Progression | Total storage capacity (MW) | BSP | 0.005964 | 0.091379 | 0.09812 | 0.1306 | 0.14666 | 0.14666 | 0.14666 | 0.16847 | 0.16847 | 0.51535 | 0.64945 | 0.79387 | 0.82812 | 0.86949 | 1.2365 | 2.0032 | 2.4642 | 2.8474 | 3.1808 | 3.181 | 3.31 | 3.7401 | 4.2132 | 4.3939 | 4.8416 | 5.0137 | 5.0137 | 5.0137 | 5.8267 | 6.2736 | 6.2736 | 6.2736 | 6.5786 | 6.5791
SCUNTHORPE SOUTH | KEADBY | NPgY | NG FES - Steady Progression | Total storage capacity (MW) | BSP | 0.010521 | 0.059133 | 0.061934 | 0.079604 | 0.087127 | 0.087127 | 0.087127 | 0.098509 | 0.098509 | 0.28495 | 0.35884 | 0.47941 | 0.49364 | 0.51083 | 0.85673 | 1.5779 | 1.9321 | 2.2048 | 2.4875 | 2.4879 | 2.599 | 2.9695 | 3.377 | 3.5327 | 3.9187 | 4.067 | 4.067 | 4.067 | 4.7672 | 5.1522 | 5.1522 | 5.1522 | 5.4324 | 5.4326
SILSDEN | BRADFORD WEST | NPgY | NG FES - Steady Progression | Total storage capacity (MW) | BSP | 0.018223 | 0.27874 | 0.28357 | 0.36847 | 0.38146 | 0.38146 | 0.38146 | 0.43758 | 0.43758 | 1.3018 | 1.6595 | 2.0091 | 2.0336 | 2.0633 | 2.9146 | 4.641 | 5.424 | 6.011 | 6.6525 | 6.6531 | 6.9188 | 7.8041 | 8.7781 | 9.15 | 10.0722 | 10.4264 | 10.4264 | 10.4264 | 12.1 | 13.0201 | 13.0201 | 13.0201 | 13.7004 | 13.7008
SOWERBY BRIDGE 132/33KV | ELLAND | NPgY | NG FES - Steady Progression | Total storage capacity (MW) | BSP | 0.0108 | 0.17099 | 0.17571 | 0.23147 | 0.24343 | 0.24343 | 0.24343 | 0.27943 | 0.27943 | 0.85377 | 1.0898 | 1.3346 | 1.3586 | 1.3876 | 2.0073 | 3.2846 | 3.8997 | 4.371 | 4.8638 | 4.8642 | 5.0619 | 5.7208 | 6.4458 | 6.7226 | 7.4088 | 7.6724 | 7.6724 | 7.6724 | 8.9181 | 9.6028 | 9.6028 | 9.6028 | 10.1026 | 10.103
STAYGATE | SKELTON GRANGE | NPgY | NG FES - Steady Progression | Total storage capacity (MW) | BSP | 0.009896 | 0.14628 | 0.15461 | 0.2036 | 0.22371 | 0.22371 | 0.22371 | 0.2568 | 0.2568 | 0.77311 | 0.97495 | 1.189 | 1.2313 | 1.2824 | 1.8182 | 2.9205 | 3.5441 | 4.0543 | 4.5148 | 4.5152 | 4.6981 | 5.3078 | 5.9786 | 6.2347 | 6.8696 | 7.1135 | 7.1135 | 7.1135 | 8.266 | 8.8995 | 8.8995 | 8.8995 | 9.339 | 9.3397
THORNHILL 132KV | ELLAND | NPgY | NG FES - Steady Progression | Total storage capacity (MW) | BSP | 0.015454 | 0.23823 | 0.24509 | 0.32367 | 0.34101 | 0.34101 | 0.34101 | 0.39137 | 0.39137 | 1.2025 | 1.5368 | 1.8566 | 1.8915 | 1.9336 | 2.7241 | 4.3634 | 5.1761 | 5.8049 | 6.4485 | 6.4491 | 6.7044 | 7.5555 | 8.4919 | 8.8494 | 9.7358 | 10.0763 | 10.0763 | 10.0763 | 11.6852 | 12.5696 | 12.5696 | 12.5696 | 13.2108 | 13.2113
WAKEFIELD MONCKTON ROAD | WEST MELTON SECTION 3 | NPgY | NG FES - Steady Progression | Total storage capacity (MW) | BSP | 0.00686 | 0.098663 | 0.10137 | 0.1376 | 0.14451 | 0.14451 | 0.14451 | 0.16578 | 0.16578 | 0.54217 | 0.70234 | 0.88602 | 0.89975 | 0.91634 | 1.4199 | 2.5016 | 3.0171 | 3.4028 | 3.8274 | 3.8276 | 3.9879 | 4.5219 | 5.1095 | 5.3339 | 5.8899 | 6.1036 | 6.1036 | 6.1036 | 7.1132 | 7.6682 | 7.6682 | 7.6682 | 8.0798 | 8.08
WAKEFIELD NORTH | SKELTON GRANGE | NPgY | NG FES - Steady Progression | Total storage capacity (MW) | BSP | 0.01176 | 0.1286 | 0.13414 | 0.17652 | 0.19043 | 0.19043 | 0.19043 | 0.21785 | 0.21785 | 0.66096 | 0.8391 | 1.023 | 1.0511 | 1.0851 | 1.5503 | 2.5145 | 3.0248 | 3.4311 | 3.822 | 3.8224 | 3.9766 | 4.4906 | 5.0561 | 5.2721 | 5.8076 | 6.0132 | 6.0132 | 6.0132 | 6.9849 | 7.519 | 7.519 | 7.519 | 7.8982 | 7.8986
WEST MELTON | WEST MELTON SECTION 3 | NPgY | NG FES - Steady Progression | Total storage capacity (MW) | BSP | 0.020305 | 0.22159 | 0.23044 | 0.30256 | 0.32498 | 0.32498 | 0.32498 | 0.37171 | 0.37171 | 1.1237 | 1.4271 | 1.7246 | 1.7696 | 1.824 | 2.5613 | 4.0847 | 4.8911 | 5.5338 | 6.1507 | 6.1514 | 6.3958 | 7.2104 | 8.1066 | 8.4488 | 9.2975 | 9.6234 | 9.6234 | 9.6234 | 11.1633 | 12.0098 | 12.0098 | 12.0098 | 12.6101 | 12.6108
WHINMOOR | FERRYBRIDGE B | NPgY | NG FES - Steady Progression | Total storage capacity (MW) | BSP | 0.010923 | 0.10086 | 0.10424 | 0.1384 | 0.14729 | 0.14729 | 0.14729 | 0.16808 | 0.16808 | 0.52372 | 0.67002 | 0.83242 | 0.84957 | 0.8703 | 1.3002 | 2.1961 | 2.6327 | 2.9685 | 3.3183 | 3.3187 | 3.456 | 3.9138 | 4.4174 | 4.6097 | 5.0866 | 5.2697 | 5.2697 | 5.2697 | 6.135 | 6.6107 | 6.6107 | 6.6107 | 6.9574 | 6.9577
WOLD NEWTON | KEADBY | NPgY | NG FES - Steady Progression | Total storage capacity (MW) | BSP | 0.0058262 | 0.27097 | 0.29348 | 0.38259 | 0.43469 | 0.43469 | 0.43469 | 0.50201 | 0.50201 | 1.4529 | 1.7977 | 2.1673 | 2.2817 | 2.4198 | 3.2827 | 4.9673 | 6.0899 | 7.0723 | 7.8228 | 7.823 | 8.1381 | 9.1881 | 10.3434 | 10.7845 | 11.8772 | 12.2973 | 12.2973 | 12.2973 | 14.2823 | 15.3735 | 15.3735 | 15.3735 | 16.0831 | 16.0848
YARBOROUGH ROAD 132/33KV | GRIMSBY WEST | NPgY | NG FES - Steady Progression | Total storage capacity (MW) | BSP | 0.010743 | 0.10973 | 0.12384 | 0.1628 | 0.19624 | 0.19624 | 0.19624 | 0.2248 | 0.2248 | 0.65674 | 0.80735 | 0.99203 | 1.0638 | 1.1504 | 1.6184 | 2.5728 | 3.2605 | 3.8684 | 4.3226 | 4.323 | 4.5013 | 5.0955 | 5.7493 | 5.9989 | 6.6178 | 6.8555 | 6.8555 | 6.8555 | 7.9789 | 8.5964 | 8.5964 | 8.5964 | 8.9899 | 8.991

## TD_wind capacity
Bulk Supply Point Name | Grid Supply Point Connected to | Licence area | Scenario name | Output parameter_Unit | Substation Type in Forecasting Model | 2017 | 2018 | 2019 | 2020 | 2021 | 2022 | 2023 | 2024 | 2025 | 2026 | 2027 | 2028 | 2029 | 2030 | 2031 | 2032 | 2033 | 2034 | 2035 | 2036 | 2037 | 2038 | 2039 | 2040 | 2041 | 2042 | 2043 | 2044 | 2045 | 2046 | 2047 | 2048 | 2049 | 2050
ANNFIELD | STELLA SOUTH | NPgN | NG FES - Two Degrees | Total wind capacity (MW) | BSP | 26.2899 | 26.2899 | 26.301 | 26.3042 | 26.3092 | 26.3175 | 26.3358 | 26.367 | 26.4075 | 26.4521 | 26.5002 | 26.5518 | 26.6058 | 26.6621 | 26.7201 | 26.7791 | 26.8382 | 26.8973 | 26.9565 | 27.0156 | 27.0747 | 27.1308 | 27.1842 | 27.2349 | 27.283 | 27.3287 | 27.3722 | 27.4135 | 27.4506 | 27.4841 | 27.5141 | 27.5412 | 27.5643 | 27.5838
BARRACK ROAD | STELLA NORTH | NPgN | NG FES - Two Degrees | Total wind capacity (MW) | BSP | 0 | 0 | 0 | 0.00010658 | 0.00027094 | 0.0005458 | 0.0011516 | 0.0021843 | 0.0035267 | 0.0050014 | 0.0065951 | 0.0083015 | 0.010091 | 0.011954 | 0.013872 | 0.015828 | 0.017784 | 0.01974 | 0.021697 | 0.023654 | 0.025611 | 0.027469 | 0.029235 | 0.030913 | 0.032505 | 0.034018 | 0.035458 | 0.036824 | 0.038054 | 0.03916 | 0.040155 | 0.041053 | 0.041815 | 0.042462
BLUCHER | STELLA NORTH | NPgN | NG FES - Two Degrees | Total wind capacity (MW) | BSP | 0 | 0 | 0 | 0.00096048 | 0.0024416 | 0.0049186 | 0.010378 | 0.019685 | 0.031782 | 0.045072 | 0.059433 | 0.074811 | 0.090937 | 0.10772 | 0.12501 | 0.14264 | 0.16026 | 0.1779 | 0.19553 | 0.21316 | 0.2308 | 0.24754 | 0.26346 | 0.27858 | 0.29292 | 0.30656 | 0.31954 | 0.33185 | 0.34293 | 0.3529 | 0.36187 | 0.36995 | 0.37683 | 0.38266
BOWESFIELD | NORTON | NPgN | NG FES - Two Degrees | Total wind capacity (MW) | BSP | 10.3672 | 10.3672 | 10.3678 | 10.3698 | 10.373 | 10.3783 | 10.39 | 10.41 | 10.4359 | 10.4644 | 10.4951 | 10.5281 | 10.5626 | 10.5986 | 10.6356 | 10.6734 | 10.7112 | 10.7489 | 10.7867 | 10.8245 | 10.8623 | 10.8982 | 10.9323 | 10.9647 | 10.9954 | 11.0246 | 11.0524 | 11.0788 | 11.1025 | 11.1239 | 11.1431 | 11.1604 | 11.1752 | 11.1876
CHIRTON GRANGE | TYNEMOUTH | NPgN | NG FES - Two Degrees | Total wind capacity (MW) | BSP | 0 | 0 | 0 | 0.00073493 | 0.0018683 | 0.0037636 | 0.0079411 | 0.015062 | 0.024318 | 0.034487 | 0.045477 | 0.057243 | 0.069582 | 0.082428 | 0.095657 | 0.10914 | 0.12263 | 0.13612 | 0.14961 | 0.16311 | 0.1766 | 0.18941 | 0.20159 | 0.21316 | 0.22414 | 0.23457 | 0.2445 | 0.25392 | 0.2624 | 0.27003 | 0.27689 | 0.28308 | 0.28834 | 0.2928
COALBURNS | STELLA SOUTH | NPgN | NG FES - Two Degrees | Total wind capacity (MW) | BSP | 2.351 | 2.351 | 2.3558 | 2.3608 | 2.3686 | 2.3817 | 2.4105 | 2.4596 | 2.5234 | 2.5936 | 2.6693 | 2.7505 | 2.8356 | 2.9241 | 3.0153 | 3.1083 | 3.2013 | 3.2944 | 3.3874 | 3.4804 | 3.5735 | 3.6618 | 3.7458 | 3.8256 | 3.9013 | 3.9732 | 4.0417 | 4.1066 | 4.1651 | 4.2177 | 4.265 | 4.3077 | 4.344 | 4.3747
DARLINGTON CENTRAL | NORTON | NPgN | NG FES - Two Degrees | Total wind capacity (MW) | BSP | 0.23169 | 0.23169 | 0.23303 | 0.23379 | 0.23495 | 0.2369 | 0.24119 | 0.24851 | 0.25803 | 0.26848 | 0.27977 | 0.29187 | 0.30455 | 0.31775 | 0.33135 | 0.34521 | 0.35907 | 0.37294 | 0.3868 | 0.40068 | 0.41455 | 0.42771 | 0.44023 | 0.45212 | 0.4634 | 0.47413 | 0.48433 | 0.49401 | 0.50273 | 0.51057 | 0.51762 | 0.52398 | 0.52939 | 0.53397
DARLINGTON NORTH | NORTON | NPgN | NG FES - Two Degrees | Total wind capacity (MW) | BSP | 12.4685 | 12.4685 | 12.4694 | 12.4713 | 12.4742 | 12.4791 | 12.4898 | 12.508 | 12.5317 | 12.5578 | 12.5859 | 12.6161 | 12.6477 | 12.6806 | 12.7145 | 12.749 | 12.7836 | 12.8181 | 12.8527 | 12.8873 | 12.9219 | 12.9547 | 12.9859 | 13.0155 | 13.0436 | 13.0704 | 13.0958 | 13.1199 | 13.1416 | 13.1612 | 13.1788 | 13.1946 | 13.2081 | 13.2195
DUNSTON | STELLA NORTH | NPgN | NG FES - Two Degrees | Total wind capacity (MW) | BSP | 1.122e-05 | 1.122e-05 | 1.1284e-05 | 0.00045194 | 0.0011315 | 0.0022679 | 0.0047727 | 0.0090424 | 0.014592 | 0.02069 | 0.027279 | 0.034334 | 0.041732 | 0.049434 | 0.057366 | 0.065451 | 0.073538 | 0.081627 | 0.089717 | 0.097809 | 0.1059 | 0.11358 | 0.12088 | 0.12782 | 0.1344 | 0.14066 | 0.14661 | 0.15226 | 0.15734 | 0.16192 | 0.16603 | 0.16974 | 0.1729 | 0.17557
FLATWORTH | TYNEMOUTH | NPgN | NG FES - Two Degrees | Total wind capacity (MW) | BSP | 0 | 0 | 0 | 8.5478e-05 | 0.00021729 | 0.00043774 | 0.00092361 | 0.0017518 | 0.0028284 | 0.0040112 | 0.0052893 | 0.0066578 | 0.008093 | 0.009587 | 0.011126 | 0.012694 | 0.014263 | 0.015832 | 0.017401 | 0.018971 | 0.02054 | 0.02203 | 0.023447 | 0.024792 | 0.026069 | 0.027283 | 0.028438 | 0.029533 | 0.030519 | 0.031407 | 0.032205 | 0.032924 | 0.033536 | 0.034055
GOSFORTH | TYNEMOUTH | NPgN | NG FES - Two Degrees | Total wind capacity (MW) | BSP | 0.0060135 | 0.0060135 | 0.0060482 | 0.006225 | 0.0064975 | 0.0069534 | 0.007958 | 0.0096706 | 0.011897 | 0.014342 | 0.016985 | 0.019815 | 0.022782 | 0.025872 | 0.029053 | 0.032296 | 0.03554 | 0.038784 | 0.042029 | 0.045275 | 0.04852 | 0.051601 | 0.05453 | 0.057312 | 0.059952 | 0.062462 | 0.06485 | 0.067115 | 0.069154 | 0.070989 | 0.072639 | 0.074127 | 0.075392 | 0.076465
HARROGATE 132/33KV | KNARESBOROUGH | NPgN | NG FES - Two Degrees | Total wind capacity (MW) | BSP | 16.2525 | 16.2525 | 16.2536 | 16.2571 | 16.2624 | 16.2712 | 16.2907 | 16.3239 | 16.367 | 16.4144 | 16.4657 | 16.5205 | 16.5781 | 16.6379 | 16.6996 | 16.7625 | 16.8254 | 16.8883 | 16.9512 | 17.0141 | 17.077 | 17.1367 | 17.1935 | 17.2474 | 17.2986 | 17.3473 | 17.3936 | 17.4375 | 17.477 | 17.5126 | 17.5446 | 17.5734 | 17.5979 | 17.6187
HUSTHWAITE | KNARESBOROUGH | NPgN | NG FES - Two Degrees | Total wind capacity (MW) | BSP | 0.0017247 | 0.0017247 | 0.0017347 | 0.0041084 | 0.007769 | 0.013891 | 0.027384 | 0.050384 | 0.080281 | 0.11313 | 0.14862 | 0.18662 | 0.22648 | 0.26797 | 0.3107 | 0.35425 | 0.39781 | 0.44139 | 0.48497 | 0.52856 | 0.57215 | 0.61353 | 0.65285 | 0.69022 | 0.72568 | 0.75939 | 0.79146 | 0.82188 | 0.84926 | 0.87391 | 0.89606 | 0.91605 | 0.93305 | 0.94745
LEEMING BAR_SKEEBY | NORTON | NPgN | NG FES - Two Degrees | Total wind capacity (MW) | BSP | 0.22166 | 0.22166 | 0.22294 | 0.23787 | 0.2609 | 0.2994 | 0.38427 | 0.52894 | 0.71699 | 0.92359 | 1.1468 | 1.3859 | 1.6366 | 1.8975 | 2.1663 | 2.4402 | 2.7143 | 2.9884 | 3.2625 | 3.5366 | 3.8108 | 4.0711 | 4.3185 | 4.5535 | 4.7765 | 4.9885 | 5.1903 | 5.3816 | 5.5539 | 5.7089 | 5.8482 | 5.974 | 6.0808 | 6.1714
LINTON | BLYTH 132kV | NPgN | NG FES - Two Degrees | Total wind capacity (MW) | BSP | 77.0428 | 77.0428 | 77.0434 | 77.0518 | 77.0649 | 77.0867 | 77.1348 | 77.2168 | 77.3234 | 77.4405 | 77.567 | 77.7025 | 77.8446 | 77.9925 | 78.1448 | 78.3001 | 78.4554 | 78.6107 | 78.7661 | 78.9215 | 79.0769 | 79.2244 | 79.3646 | 79.4978 | 79.6242 | 79.7444 | 79.8587 | 79.9672 | 80.0648 | 80.1527 | 80.2316 | 80.3029 | 80.3635 | 80.4148
MALTON GRID | OSBALDWICK | NPgN | NG FES - Two Degrees | Total wind capacity (MW) | BSP | 2.1471 | 2.1471 | 2.1595 | 2.1723 | 2.192 | 2.2249 | 2.2974 | 2.421 | 2.5817 | 2.7583 | 2.949 | 3.1533 | 3.3675 | 3.5905 | 3.8202 | 4.0542 | 4.2884 | 4.5226 | 4.7568 | 4.9911 | 5.2254 | 5.4478 | 5.6592 | 5.86 | 6.0506 | 6.2318 | 6.4041 | 6.5676 | 6.7148 | 6.8473 | 6.9664 | 7.0738 | 7.1651 | 7.2426
MELROSEGATE | OSBALDWICK | NPgN | NG FES - Two Degrees | Total wind capacity (MW) | BSP | 0.14828 | 0.14828 | 0.14914 | 0.15087 | 0.15354 | 0.15801 | 0.16787 | 0.18466 | 0.2065 | 0.23049 | 0.25641 | 0.28416 | 0.31327 | 0.34357 | 0.37478 | 0.40658 | 0.4384 | 0.47023 | 0.50205 | 0.53388 | 0.56572 | 0.59594 | 0.62466 | 0.65195 | 0.67785 | 0.70246 | 0.72589 | 0.7481 | 0.7681 | 0.78611 | 0.80228 | 0.81688 | 0.82929 | 0.83981
NORTH TEES | NORTON | NPgN | NG FES - Two Degrees | Total wind capacity (MW) | BSP | 0.0062079 | 0.0062079 | 0.0062438 | 0.0067606 | 0.0075576 | 0.0088905 | 0.011828 | 0.016836 | 0.023346 | 0.030497 | 0.038225 | 0.0465 | 0.055177 | 0.064211 | 0.073514 | 0.082996 | 0.092482 | 0.10197 | 0.11146 | 0.12095 | 0.13044 | 0.13945 | 0.14801 | 0.15615 | 0.16387 | 0.17121 | 0.17819 | 0.18481 | 0.19078 | 0.19614 | 0.20096 | 0.20532 | 0.20902 | 0.21215
POTTER HOUSE | SPENNYMOOR | NPgN | NG FES - Two Degrees | Total wind capacity (MW) | BSP | 7.9971 | 7.9971 | 7.9994 | 8.0026 | 8.0076 | 8.0158 | 8.034 | 8.0649 | 8.1052 | 8.1494 | 8.1972 | 8.2483 | 8.302 | 8.3579 | 8.4154 | 8.474 | 8.5327 | 8.5913 | 8.65 | 8.7087 | 8.7674 | 8.8231 | 8.876 | 8.9263 | 8.974 | 9.0194 | 9.0626 | 9.1036 | 9.1404 | 9.1736 | 9.2034 | 9.2303 | 9.2532 | 9.2726
RAVENSWORTH | STELLA SOUTH | NPgN | NG FES - Two Degrees | Total wind capacity (MW) | BSP | 0.010348 | 0.010348 | 0.010408 | 0.010901 | 0.01166 | 0.01293 | 0.01573 | 0.020503 | 0.026706 | 0.033522 | 0.040887 | 0.048773 | 0.057043 | 0.065652 | 0.074518 | 0.083555 | 0.092595 | 0.10164 | 0.11068 | 0.11972 | 0.12877 | 0.13736 | 0.14552 | 0.15327 | 0.16063 | 0.16762 | 0.17428 | 0.18059 | 0.18627 | 0.19139 | 0.19598 | 0.20013 | 0.20366 | 0.20665
SCARBOROUGH GRID | OSBALDWICK | NPgN | NG FES - Two Degrees | Total wind capacity (MW) | BSP | 0.5187 | 0.5187 | 0.52169 | 0.52681 | 0.53471 | 0.54791 | 0.57702 | 0.62663 | 0.69111 | 0.76196 | 0.83852 | 0.92049 | 1.0065 | 1.096 | 1.1881 | 1.2821 | 1.376 | 1.47 | 1.564 | 1.658 | 1.752 | 1.8413 | 1.9261 | 2.0067 | 2.0832 | 2.1559 | 2.2251 | 2.2907 | 2.3498 | 2.4029 | 2.4507 | 2.4938 | 2.5305 | 2.5616
SEAL SANDS | SALTHOLME | NPgN | NG FES - Two Degrees | Total wind capacity (MW) | BSP | 0 | 0 | 0 | 0 | 0 | 0 | 0 | 0 | 0 | 0 | 0 | 0 | 0 | 0 | 0 | 0 | 0 | 0 | 0 | 0 | 0 | 0 | 0 | 0 | 0 | 0 | 0 | 0 | 0 | 0 | 0 | 0 | 0 | 0
SPADEADAM 33KV | SPADEADAM | NPgN | NG FES - Two Degrees | Total wind capacity (MW) | BSP | 0.0015771 | 0.0015771 | 0.0015862 | 0.0017225 | 0.0019328 | 0.0022844 | 0.0030595 | 0.0043806 | 0.0060978 | 0.0079844 | 0.010023 | 0.012206 | 0.014495 | 0.016878 | 0.019333 | 0.021834 | 0.024337 | 0.02684 | 0.029343 | 0.031846 | 0.03435 | 0.036727 | 0.038986 | 0.041132 | 0.043169 | 0.045105 | 0.046947 | 0.048694 | 0.050267 | 0.051683 | 0.052956 | 0.054104 | 0.05508 | 0.055907
SPENNYMOOR 132/66KV | SPENNYMOOR | NPgN | NG FES - Two Degrees | Total wind capacity (MW) | BSP | 43.8398 | 43.8398 | 43.8559 | 43.8611 | 43.8689 | 43.8821 | 43.9112 | 43.9607 | 44.0251 | 44.0959 | 44.1723 | 44.2542 | 44.34 | 44.4294 | 44.5214 | 44.6152 | 44.7091 | 44.8029 | 44.8968 | 44.9907 | 45.0846 | 45.1737 | 45.2584 | 45.3389 | 45.4153 | 45.4879 | 45.5569 | 45.6225 | 45.6815 | 45.7345 | 45.7823 | 45.8253 | 45.8619 | 45.8929
TORONTO | SPENNYMOOR | NPgN | NG FES - Two Degrees | Total wind capacity (MW) | BSP | 23.2233 | 23.2233 | 23.2257 | 23.2285 | 23.2328 | 23.24 | 23.2558 | 23.2827 | 23.3177 | 23.3562 | 23.3978 | 23.4423 | 23.489 | 23.5376 | 23.5876 | 23.6387 | 23.6897 | 23.7407 | 23.7918 | 23.8428 | 23.8939 | 23.9424 | 23.9884 | 24.0322 | 24.0737 | 24.1132 | 24.1508 | 24.1864 | 24.2185 | 24.2474 | 24.2733 | 24.2968 | 24.3167 | 24.3335
WORMALD GREEN 132/33KV | KNARESBOROUGH | NPgN | NG FES - Two Degrees | Total wind capacity (MW) | BSP | 0.080214 | 0.080214 | 0.080677 | 0.083746 | 0.088478 | 0.096393 | 0.11384 | 0.14357 | 0.18222 | 0.22469 | 0.27057 | 0.31971 | 0.37123 | 0.42487 | 0.48011 | 0.53641 | 0.59274 | 0.64907 | 0.70541 | 0.76176 | 0.81812 | 0.87161 | 0.92246 | 0.97077 | 1.0166 | 1.0602 | 1.1016 | 1.141 | 1.1764 | 1.2082 | 1.2369 | 1.2627 | 1.2847 | 1.3033
ATTERCLIFFE | WEST MELTON / THORPE MARSH | NPgY | NG FES - Two Degrees | Total wind capacity (MW) | BSP | 0 | 0 | 0 | 0.0013634 | 0.0034269 | 0.0069077 | 0.014575 | 0.027637 | 0.044595 | 0.063255 | 0.083406 | 0.10497 | 0.12762 | 0.15116 | 0.17542 | 0.20015 | 0.2249 | 0.24963 | 0.27437 | 0.29911 | 0.32385 | 0.34736 | 0.36968 | 0.39089 | 0.41104 | 0.43018 | 0.44837 | 0.46564 | 0.48119 | 0.49517 | 0.50778 | 0.51912 | 0.52875 | 0.53694
BARUGH 132/66KV | WEST MELTON SECTION 3 | NPgY | NG FES - Two Degrees | Total wind capacity (MW) | BSP | 0.68632 | 0.70266 | 0.7067 | 0.7106 | 0.71651 | 0.72647 | 0.74841 | 0.78579 | 0.83433 | 0.88773 | 0.9454 | 1.0071 | 1.0719 | 1.1393 | 1.2087 | 1.2795 | 1.3503 | 1.4211 | 1.4919 | 1.5627 | 1.6335 | 1.7008 | 1.7647 | 1.8254 | 1.883 | 1.9378 | 1.9899 | 2.0393 | 2.0838 | 2.1238 | 2.1599 | 2.1923 | 2.2199 | 2.2433
BEESTON ROYDS 132/33KV | KIRKSTALL B | NPgY | NG FES - Two Degrees | Total wind capacity (MW) | BSP | 2.5425 | 2.5436 | 2.5438 | 2.546 | 2.5493 | 2.5549 | 2.5673 | 2.5883 | 2.6157 | 2.6457 | 2.6782 | 2.7129 | 2.7494 | 2.7874 | 2.8265 | 2.8663 | 2.9062 | 2.946 | 2.9859 | 3.0258 | 3.0656 | 3.1035 | 3.1395 | 3.1736 | 3.2061 | 3.2369 | 3.2663 | 3.2941 | 3.3191 | 3.3417 | 3.362 | 3.3803 | 3.3958 | 3.409
BEVERLEY 132/33KV | CREYKE BECK | NPgY | NG FES - Two Degrees | Total wind capacity (MW) | BSP | 53.1262 | 53.2547 | 53.2865 | 53.3093 | 53.3439 | 53.4022 | 53.5306 | 53.7493 | 54.0333 | 54.3458 | 54.6832 | 55.0444 | 55.4235 | 55.8178 | 56.224 | 56.6382 | 57.0525 | 57.4668 | 57.8811 | 58.2953 | 58.7095 | 59.1033 | 59.477 | 59.8321 | 60.1697 | 60.4901 | 60.7947 | 61.084 | 61.3443 | 61.5785 | 61.7897 | 61.9795 | 62.1408 | 62.2779
BINGLEY 132/33KV | BRADFORD WEST | NPgY | NG FES - Two Degrees | Total wind capacity (MW) | BSP | 0.58044 | 0.59426 | 0.59768 | 0.59963 | 0.60258 | 0.60757 | 0.61855 | 0.63725 | 0.66153 | 0.68824 | 0.7171 | 0.74798 | 0.78039 | 0.81411 | 0.84883 | 0.88425 | 0.91968 | 0.95509 | 0.99052 | 1.0259 | 1.0614 | 1.095 | 1.127 | 1.1573 | 1.1862 | 1.2136 | 1.2396 | 1.2644 | 1.2866 | 1.3067 | 1.3247 | 1.3409 | 1.3547 | 1.3665
BLACKBURN MEADOWS B | WEST MELTON / THORPE MARSH | NPgY | NG FES - Two Degrees | Total wind capacity (MW) | BSP | 0 | 0 | 0 | 0.00062895 | 0.0015809 | 0.0031866 | 0.0067236 | 0.012749 | 0.020572 | 0.02918 | 0.038476 | 0.048425 | 0.05887 | 0.069732 | 0.080922 | 0.092333 | 0.10375 | 0.11516 | 0.12657 | 0.13798 | 0.14939 | 0.16024 | 0.17054 | 0.18032 | 0.18962 | 0.19845 | 0.20684 | 0.2148 | 0.22198 | 0.22843 | 0.23425 | 0.23947 | 0.24392 | 0.2477
BLYTON | KEADBY | NPgY | NG FES - Two Degrees | Total wind capacity (MW) | BSP | 2.5522 | 2.613 | 2.628 | 2.6377 | 2.6522 | 2.6768 | 2.7309 | 2.8231 | 2.9427 | 3.0744 | 3.2166 | 3.3688 | 3.5286 | 3.6948 | 3.8659 | 4.0405 | 4.2151 | 4.3896 | 4.5642 | 4.7388 | 4.9134 | 5.0793 | 5.2368 | 5.3864 | 5.5287 | 5.6637 | 5.7921 | 5.914 | 6.0237 | 6.1224 | 6.2114 | 6.2913 | 6.3593 | 6.4171
BRADFORD | BRADFORD WEST | NPgY | NG FES - Two Degrees | Total wind capacity (MW) | BSP | 0 | 0 | 0 | 0.0024289 | 0.006105 | 0.012306 | 0.025965 | 0.049233 | 0.079445 | 0.11269 | 0.14858 | 0.18701 | 0.22734 | 0.26929 | 0.3125 | 0.35657 | 0.40064 | 0.44471 | 0.48878 | 0.53286 | 0.57692 | 0.61881 | 0.65857 | 0.69635 | 0.73226 | 0.76635 | 0.79875 | 0.82952 | 0.85722 | 0.88213 | 0.9046 | 0.92479 | 0.94195 | 0.95654
BRAMHAM | FERRYBRIDGE B | NPgY | NG FES - Two Degrees | Total wind capacity (MW) | BSP | 9.8289 | 9.832 | 9.8328 | 9.8418 | 9.8554 | 9.8784 | 9.9289 | 10.015 | 10.1268 | 10.2498 | 10.3827 | 10.5249 | 10.6741 | 10.8294 | 10.9893 | 11.1523 | 11.3154 | 11.4785 | 11.6416 | 11.8047 | 11.9678 | 12.1228 | 12.2699 | 12.4097 | 12.5426 | 12.6688 | 12.7887 | 12.9025 | 13.005 | 13.0972 | 13.1804 | 13.2551 | 13.3186 | 13.3726
BRANSHOLME | CREYKE BECK | NPgY | NG FES - Two Degrees | Total wind capacity (MW) | BSP | 0.45785 | 0.46875 | 0.47144 | 0.47357 | 0.47679 | 0.48221 | 0.49416 | 0.51452 | 0.54095 | 0.57004 | 0.60145 | 0.63506 | 0.67036 | 0.70706 | 0.74486 | 0.78342 | 0.82199 | 0.86054 | 0.8991 | 0.93766 | 0.97622 | 1.0129 | 1.0477 | 1.0807 | 1.1121 | 1.142 | 1.1703 | 1.1972 | 1.2215 | 1.2433 | 1.2629 | 1.2806 | 1.2956 | 1.3084
BRIGHOUSE 132/33KV | ELLAND | NPgY | NG FES - Two Degrees | Total wind capacity (MW) | BSP | 0.14955 | 0.15311 | 0.15399 | 0.15767 | 0.16323 | 0.17262 | 0.19331 | 0.22854 | 0.27429 | 0.32462 | 0.37898 | 0.43716 | 0.49824 | 0.56175 | 0.62718 | 0.69391 | 0.76065 | 0.82738 | 0.89412 | 0.96085 | 1.0276 | 1.091 | 1.1512 | 1.2084 | 1.2628 | 1.3144 | 1.3635 | 1.4101 | 1.452 | 1.4897 | 1.5237 | 1.5543 | 1.5803 | 1.6024
DONCASTER B/THORPE MARSH | WEST MELTON / THORPE MARSH | NPgY | NG FES - Two Degrees | Total wind capacity (MW) | BSP | 67.1801 | 67.2059 | 67.2122 | 67.2257 | 67.246 | 67.2803 | 67.3559 | 67.4847 | 67.6519 | 67.8358 | 68.0345 | 68.2471 | 68.4704 | 68.7025 | 68.9416 | 69.1855 | 69.4294 | 69.6733 | 69.9172 | 70.1611 | 70.405 | 70.6368 | 70.8568 | 71.0659 | 71.2646 | 71.4532 | 71.6326 | 71.8029 | 71.9561 | 72.094 | 72.2183 | 72.3301 | 72.4251 | 72.5058
DONCASTER CENTRAL | WEST MELTON / THORPE MARSH | NPgY | NG FES - Two Degrees | Total wind capacity (MW) | BSP | 0 | 0 | 0 | 0.0020905 | 0.0052544 | 0.010591 | 0.022348 | 0.042374 | 0.068377 | 0.096987 | 0.12788 | 0.16095 | 0.19567 | 0.23177 | 0.26896 | 0.30689 | 0.34483 | 0.38275 | 0.42069 | 0.45862 | 0.49654 | 0.53259 | 0.56681 | 0.59933 | 0.63024 | 0.65958 | 0.68747 | 0.71395 | 0.73779 | 0.75923 | 0.77857 | 0.79595 | 0.81072 | 0.82327
DRIFFIELD/BEVERLEY GROUP | CREYKE BECK | NPgY | NG FES - Two Degrees | Total wind capacity (MW) | BSP | 102.7206 | 102.9694 | 103.031 | 103.069 | 103.1265 | 103.2236 | 103.4374 | 103.8016 | 104.2745 | 104.7948 | 105.3567 | 105.9581 | 106.5895 | 107.246 | 107.9224 | 108.6122 | 109.3021 | 109.9919 | 110.6817 | 111.3716 | 112.0613 | 112.7169 | 113.3393 | 113.9306 | 114.4927 | 115.0263 | 115.5335 | 116.0151 | 116.4487 | 116.8386 | 117.1903 | 117.5064 | 117.775 | 118.0033
FEATHERSTONE | FERRYBRIDGE B | NPgY | NG FES - Two Degrees | Total wind capacity (MW) | BSP | 0.28297 | 0.28971 | 0.29138 | 0.29412 | 0.29826 | 0.30526 | 0.32066 | 0.34691 | 0.38099 | 0.41848 | 0.45897 | 0.50231 | 0.54781 | 0.59512 | 0.64386 | 0.69357 | 0.74329 | 0.79299 | 0.84271 | 0.89242 | 0.94212 | 0.98937 | 1.0342 | 1.0768 | 1.1173 | 1.1558 | 1.1923 | 1.227 | 1.2583 | 1.2864 | 1.3117 | 1.3345 | 1.3539 | 1.3703
GIRLINGTON | BRADFORD WEST | NPgY | NG FES - Two Degrees | Total wind capacity (MW) | BSP | 0 | 0 | 0 | 0.001377 | 0.0034611 | 0.0069765 | 0.01472 | 0.027912 | 0.04504 | 0.063885 | 0.084236 | 0.10602 | 0.12889 | 0.15267 | 0.17716 | 0.20215 | 0.22714 | 0.25212 | 0.27711 | 0.30209 | 0.32707 | 0.35082 | 0.37336 | 0.39478 | 0.41514 | 0.43446 | 0.45284 | 0.47028 | 0.48598 | 0.5001 | 0.51284 | 0.52429 | 0.53402 | 0.54229
HALIFAX 132/33KV | ELLAND | NPgY | NG FES - Two Degrees | Total wind capacity (MW) | BSP | 0.42379 | 0.43388 | 0.43638 | 0.43851 | 0.44175 | 0.44721 | 0.45923 | 0.4797 | 0.50629 | 0.53554 | 0.56713 | 0.60094 | 0.63644 | 0.67335 | 0.71138 | 0.75016 | 0.78894 | 0.82772 | 0.86651 | 0.90529 | 0.94407 | 0.98093 | 1.0159 | 1.0492 | 1.0808 | 1.1108 | 1.1393 | 1.1664 | 1.1907 | 1.2127 | 1.2324 | 1.2502 | 1.2653 | 1.2781
HECKMONDWIKE | SKELTON GRANGE | NPgY | NG FES - Two Degrees | Total wind capacity (MW) | BSP | 0.021059 | 0.02156 | 0.021684 | 0.023862 | 0.027157 | 0.032715 | 0.044958 | 0.065815 | 0.092896 | 0.12269 | 0.15487 | 0.18931 | 0.22547 | 0.26307 | 0.3018 | 0.3413 | 0.38081 | 0.42031 | 0.45981 | 0.49932 | 0.53881 | 0.57636 | 0.612 | 0.64587 | 0.67805 | 0.70861 | 0.73766 | 0.76524 | 0.79006 | 0.8124 | 0.83253 | 0.85063 | 0.86602 | 0.87909
HOLMFIELD | BRADFORD WEST | NPgY | NG FES - Two Degrees | Total wind capacity (MW) | BSP | 23.7364 | 23.7658 | 23.7731 | 23.7782 | 23.786 | 23.7991 | 23.828 | 23.8772 | 23.941 | 24.0113 | 24.0872 | 24.1685 | 24.2537 | 24.3424 | 24.4338 | 24.5269 | 24.6201 | 24.7133 | 24.8065 | 24.8997 | 24.9928 | 25.0814 | 25.1655 | 25.2453 | 25.3213 | 25.3933 | 25.4619 | 25.5269 | 25.5855 | 25.6381 | 25.6856 | 25.7283 | 25.7646 | 25.7954
HULL EAST 132/33KV | SALTEND NORTH | NPgY | NG FES - Two Degrees | Total wind capacity (MW) | BSP | 37.3409 | 37.4501 | 37.4771 | 37.4867 | 37.5012 | 37.5256 | 37.5795 | 37.6712 | 37.7903 | 37.9213 | 38.0628 | 38.2143 | 38.3733 | 38.5387 | 38.709 | 38.8827 | 39.0565 | 39.2302 | 39.404 | 39.5777 | 39.7514 | 39.9165 | 40.0733 | 40.2222 | 40.3637 | 40.4981 | 40.6259 | 40.7472 | 40.8564 | 40.9546 | 41.0431 | 41.1228 | 41.1904 | 41.2479
HULL SOUTH | CREYKE BECK | NPgY | NG FES - Two Degrees | Total wind capacity (MW) | BSP | 0.039187 | 0.04012 | 0.040351 | 0.043396 | 0.048006 | 0.055782 | 0.072911 | 0.10209 | 0.13997 | 0.18166 | 0.22668 | 0.27486 | 0.32544 | 0.37804 | 0.43222 | 0.48749 | 0.54276 | 0.59802 | 0.65329 | 0.70856 | 0.76381 | 0.81634 | 0.8662 | 0.91357 | 0.9586 | 1.0013 | 1.042 | 1.0806 | 1.1153 | 1.1465 | 1.1747 | 1.2 | 1.2216 | 1.2399
HULL WEST | CREYKE BECK | NPgY | NG FES - Two Degrees | Total wind capacity (MW) | BSP | 12.9136 | 12.9473 | 12.9556 | 12.9704 | 12.9928 | 13.0305 | 13.1137 | 13.2553 | 13.4392 | 13.6415 | 13.86 | 14.0939 | 14.3394 | 14.5947 | 14.8577 | 15.126 | 15.3942 | 15.6625 | 15.9307 | 16.199 | 16.4672 | 16.7222 | 16.9642 | 17.1941 | 17.4127 | 17.6202 | 17.8174 | 18.0047 | 18.1733 | 18.325 | 18.4617 | 18.5846 | 18.6891 | 18.7778
HUMBERSTON | GRIMSBY WEST | NPgY | NG FES - Two Degrees | Total wind capacity (MW) | BSP | 24.6 | 24.6 | 24.6 | 24.6019 | 24.6048 | 24.6098 | 24.6206 | 24.6391 | 24.6631 | 24.6895 | 24.718 | 24.7485 | 24.7805 | 24.8138 | 24.8481 | 24.8831 | 24.9181 | 24.953 | 24.988 | 25.023 | 25.058 | 25.0913 | 25.1228 | 25.1528 | 25.1813 | 25.2084 | 25.2341 | 25.2585 | 25.2805 | 25.3003 | 25.3181 | 25.3342 | 25.3478 | 25.3594
HUNNINGLEY | WEST MELTON SECTION 3 | NPgY | NG FES - Two Degrees | Total wind capacity (MW) | BSP | 0 | 0 | 0 | 0.0016961 | 0.0042631 | 0.0085932 | 0.018131 | 0.03438 | 0.055477 | 0.078689 | 0.10376 | 0.13059 | 0.15875 | 0.18805 | 0.21822 | 0.24899 | 0.27977 | 0.31054 | 0.34132 | 0.3721 | 0.40286 | 0.43211 | 0.45988 | 0.48626 | 0.51134 | 0.53514 | 0.55777 | 0.57926 | 0.5986 | 0.61599 | 0.63168 | 0.64578 | 0.65777 | 0.66795
HUNSHELF | WEST MELTON SECTION 3 | NPgY | NG FES - Two Degrees | Total wind capacity (MW) | BSP | 6.8855 | 6.8934 | 6.8953 | 6.897 | 6.8997 | 6.9041 | 6.9138 | 6.9303 | 6.9518 | 6.9755 | 7.001 | 7.0283 | 7.057 | 7.0868 | 7.1176 | 7.1489 | 7.1802 | 7.2116 | 7.2429 | 7.2743 | 7.3056 | 7.3354 | 7.3637 | 7.3906 | 7.4161 | 7.4403 | 7.4634 | 7.4853 | 7.505 | 7.5227 | 7.5387 | 7.553 | 7.5652 | 7.5756
IMMINGHAM | GRIMSBY WEST | NPgY | NG FES - Two Degrees | Total wind capacity (MW) | BSP | 0.0054782 | 0.0056086 | 0.0056409 | 0.0084426 | 0.012683 | 0.019836 | 0.035592 | 0.062433 | 0.097283 | 0.13563 | 0.17704 | 0.22136 | 0.26789 | 0.31627 | 0.36612 | 0.41695 | 0.46779 | 0.51863 | 0.56947 | 0.62031 | 0.67113 | 0.71945 | 0.76531 | 0.8089 | 0.85032 | 0.88964 | 0.92702 | 0.96251 | 0.99446 | 1.0232 | 1.0491 | 1.0724 | 1.0922 | 1.109
KIRKHAW LANE | FERRYBRIDGE B | NPgY | NG FES - Two Degrees | Total wind capacity (MW) | BSP | 1.4 | 1.4333 | 1.4415 | 1.4459 | 1.4524 | 1.4634 | 1.4878 | 1.5292 | 1.583 | 1.6421 | 1.706 | 1.7744 | 1.8463 | 1.9209 | 1.9979 | 2.0763 | 2.1548 | 2.2332 | 2.3117 | 2.3901 | 2.4686 | 2.5432 | 2.6139 | 2.6812 | 2.7451 | 2.8058 | 2.8635 | 2.9183 | 2.9676 | 3.0119 | 3.0519 | 3.0879 | 3.1184 | 3.1444
KIRKSTALL C 2/5 | KIRKSTALL B | NPgY | NG FES - Two Degrees | Total wind capacity (MW) | BSP | 0 | 0 | 0 | 0.00044559 | 0.00112 | 0.0022576 | 0.0047634 | 0.0090322 | 0.014575 | 0.020673 | 0.027259 | 0.034307 | 0.041707 | 0.049403 | 0.05733 | 0.065414 | 0.073501 | 0.081585 | 0.08967 | 0.097756 | 0.10584 | 0.11352 | 0.12082 | 0.12775 | 0.13434 | 0.14059 | 0.14654 | 0.15218 | 0.15726 | 0.16183 | 0.16595 | 0.16966 | 0.17281 | 0.17548
KIRKSTALL C/RING ROAD HORSFORTH | KIRKSTALL B | NPgY | NG FES - Two Degrees | Total wind capacity (MW) | BSP | 0.019812 | 0.020284 | 0.020401 | 0.023513 | 0.028223 | 0.036168 | 0.05367 | 0.083485 | 0.1222 | 0.16479 | 0.21079 | 0.26002 | 0.3117 | 0.36545 | 0.42082 | 0.47728 | 0.53376 | 0.59023 | 0.6467 | 0.70317 | 0.75963 | 0.8133 | 0.86424 | 0.91266 | 0.95866 | 1.0023 | 1.0439 | 1.0833 | 1.1188 | 1.1507 | 1.1795 | 1.2054 | 1.2274 | 1.246
LEEDS EAST | SKELTON GRANGE | NPgY | NG FES - Two Degrees | Total wind capacity (MW) | BSP | 0.017901 | 0.018327 | 0.018433 | 0.020428 | 0.023448 | 0.028543 | 0.039764 | 0.058881 | 0.083701 | 0.11101 | 0.1405 | 0.17207 | 0.20521 | 0.23967 | 0.27517 | 0.31137 | 0.34758 | 0.38379 | 0.41999 | 0.4562 | 0.4924 | 0.52681 | 0.55948 | 0.59052 | 0.62002 | 0.64802 | 0.67465 | 0.69993 | 0.72268 | 0.74315 | 0.7616 | 0.77819 | 0.7923 | 0.80428
LEEDS NORTH | SKELTON GRANGE | NPgY | NG FES - Two Degrees | Total wind capacity (MW) | BSP | 0 | 0 | 0 | 0.0016124 | 0.0040529 | 0.0081695 | 0.017237 | 0.032685 | 0.052741 | 0.074809 | 0.098641 | 0.12415 | 0.15093 | 0.17877 | 0.20746 | 0.23671 | 0.26598 | 0.29523 | 0.32449 | 0.35375 | 0.383 | 0.41081 | 0.4372 | 0.46228 | 0.48612 | 0.50875 | 0.53027 | 0.55069 | 0.56908 | 0.58562 | 0.60054 | 0.61394 | 0.62534 | 0.63502
LINDLEY | ELLAND | NPgY | NG FES - Two Degrees | Total wind capacity (MW) | BSP | 0.82832 | 0.84805 | 0.85293 | 0.85614 | 0.86101 | 0.86922 | 0.88731 | 0.91812 | 0.95812 | 1.0021 | 1.0497 | 1.1006 | 1.154 | 1.2095 | 1.2667 | 1.3251 | 1.3834 | 1.4418 | 1.5002 | 1.5585 | 1.6169 | 1.6723 | 1.725 | 1.775 | 1.8226 | 1.8677 | 1.9106 | 1.9513 | 1.988 | 2.021 | 2.0508 | 2.0775 | 2.1002 | 2.1195
LOW ROAD | SKELTON GRANGE | NPgY | NG FES - Two Degrees | Total wind capacity (MW) | BSP | 0.043221 | 0.04425 | 0.044505 | 0.045688 | 0.047478 | 0.050498 | 0.057151 | 0.068483 | 0.083197 | 0.099386 | 0.11687 | 0.13558 | 0.15523 | 0.17565 | 0.1967 | 0.21816 | 0.23963 | 0.26109 | 0.28255 | 0.30402 | 0.32548 | 0.34588 | 0.36524 | 0.38364 | 0.40113 | 0.41773 | 0.43351 | 0.4485 | 0.46199 | 0.47412 | 0.48506 | 0.4949 | 0.50326 | 0.51036
MALLARD WAY | WEST MELTON / THORPE MARSH | NPgY | NG FES - Two Degrees | Total wind capacity (MW) | BSP | 0 | 0 | 0 | 0.0024234 | 0.0060914 | 0.012278 | 0.025907 | 0.049124 | 0.079268 | 0.11244 | 0.14825 | 0.18659 | 0.22684 | 0.26869 | 0.3118 | 0.35577 | 0.39975 | 0.44372 | 0.4877 | 0.53167 | 0.57564 | 0.61743 | 0.6571 | 0.6948 | 0.73063 | 0.76464 | 0.79698 | 0.82768 | 0.85531 | 0.88017 | 0.90259 | 0.92273 | 0.93986 | 0.95441
MENSTON | BRADFORD WEST | NPgY | NG FES - Two Degrees | Total wind capacity (MW) | BSP | 0.22836 | 0.23379 | 0.23514 | 0.2367 | 0.23906 | 0.24305 | 0.25184 | 0.26681 | 0.28625 | 0.30763 | 0.33072 | 0.35544 | 0.38139 | 0.40837 | 0.43617 | 0.46452 | 0.49288 | 0.52123 | 0.54958 | 0.57793 | 0.60628 | 0.63322 | 0.6588 | 0.68311 | 0.70621 | 0.72814 | 0.74899 | 0.76878 | 0.7866 | 0.80262 | 0.81708 | 0.83007 | 0.84111 | 0.85049
MOSS ROAD | GRIMSBY WEST | NPgY | NG FES - Two Degrees | Total wind capacity (MW) | BSP | 0 | 0 | 0 | 0.001378 | 0.0034637 | 0.0069818 | 0.014731 | 0.027933 | 0.045074 | 0.063934 | 0.084301 | 0.1061 | 0.12898 | 0.15278 | 0.1773 | 0.2023 | 0.22731 | 0.25231 | 0.27732 | 0.30232 | 0.32732 | 0.35109 | 0.37364 | 0.39508 | 0.41545 | 0.43479 | 0.45318 | 0.47064 | 0.48635 | 0.50049 | 0.51323 | 0.52469 | 0.53443 | 0.5427
OSGODBY 1/2 | DRAX | NPgY | NG FES - Two Degrees | Total wind capacity (MW) | BSP | 0 | 0 | 0 | 0 | 0 | 0 | 0 | 0 | 0 | 0 | 0 | 0 | 0 | 0 | 0 | 0 | 0 | 0 | 0 | 0 | 0 | 0 | 0 | 0 | 0 | 0 | 0 | 0 | 0 | 0 | 0 | 0 | 0 | 0
OSGODBY 3/4 | DRAX | NPgY | NG FES - Two Degrees | Total wind capacity (MW) | BSP | 35.2532 | 35.276 | 35.2816 | 35.2954 | 35.3164 | 35.3516 | 35.4293 | 35.5617 | 35.7335 | 35.9226 | 36.1268 | 36.3453 | 36.5748 | 36.8134 | 37.0591 | 37.3098 | 37.5605 | 37.8112 | 38.0619 | 38.3126 | 38.5632 | 38.8015 | 39.0276 | 39.2425 | 39.4468 | 39.6407 | 39.825 | 40 | 40.1576 | 40.2993 | 40.4271 | 40.5419 | 40.6396 | 40.7225
RODLEY | SKELTON GRANGE | NPgY | NG FES - Two Degrees | Total wind capacity (MW) | BSP | 0.018441 | 0.01888 | 0.018988 | 0.021139 | 0.024394 | 0.029885 | 0.04198 | 0.062584 | 0.089336 | 0.11877 | 0.15056 | 0.18458 | 0.2203 | 0.25744 | 0.2957 | 0.33472 | 0.37375 | 0.41277 | 0.4518 | 0.49083 | 0.52984 | 0.56693 | 0.60214 | 0.63559 | 0.66739 | 0.69758 | 0.72627 | 0.75352 | 0.77804 | 0.8001 | 0.82 | 0.83788 | 0.85308 | 0.86599
SAINT ANDREWS ROAD 132/33KV | SKELTON GRANGE | NPgY | NG FES - Two Degrees | Total wind capacity (MW) | BSP | 0.13825 | 0.14154 | 0.14235 | 0.14494 | 0.14885 | 0.15546 | 0.17 | 0.19478 | 0.22695 | 0.26235 | 0.30057 | 0.34149 | 0.38444 | 0.42911 | 0.47512 | 0.52204 | 0.56898 | 0.6159 | 0.66284 | 0.70977 | 0.75669 | 0.80129 | 0.84363 | 0.88386 | 0.9221 | 0.9584 | 0.99291 | 1.0257 | 1.0552 | 1.0817 | 1.1056 | 1.1271 | 1.1454 | 1.1609
SALTEND 132/33KV | SALTEND NORTH | NPgY | NG FES - Two Degrees | Total wind capacity (MW) | BSP | 0.037835 | 0.038735 | 0.038958 | 0.03897 | 0.038988 | 0.039018 | 0.039083 | 0.039195 | 0.03934 | 0.0395 | 0.039672 | 0.039856 | 0.04005 | 0.040251 | 0.040459 | 0.040671 | 0.040882 | 0.041094 | 0.041305 | 0.041517 | 0.041729 | 0.04193 | 0.042121 | 0.042302 | 0.042475 | 0.042638 | 0.042794 | 0.042942 | 0.043075 | 0.043194 | 0.043302 | 0.043399 | 0.043481 | 0.043551
SANTON | KEADBY | NPgY | NG FES - Two Degrees | Total wind capacity (MW) | BSP | 1.3311 | 1.3627 | 1.3706 | 1.38 | 1.3943 | 1.4184 | 1.4715 | 1.5619 | 1.6793 | 1.8085 | 1.948 | 2.0973 | 2.254 | 2.417 | 2.5849 | 2.7562 | 2.9274 | 3.0987 | 3.27 | 3.4412 | 3.6124 | 3.7752 | 3.9297 | 4.0765 | 4.2161 | 4.3485 | 4.4745 | 4.594 | 4.7016 | 4.7985 | 4.8858 | 4.9642 | 5.0309 | 5.0876
SCUNTHORPE NORTH | KEADBY | NPgY | NG FES - Two Degrees | Total wind capacity (MW) | BSP | 28.1752 | 28.1753 | 28.1753 | 28.1815 | 28.1909 | 28.2068 | 28.2416 | 28.3011 | 28.3783 | 28.4632 | 28.5548 | 28.653 | 28.756 | 28.8632 | 28.9735 | 29.0861 | 29.1987 | 29.3112 | 29.4238 | 29.5364 | 29.6489 | 29.7559 | 29.8575 | 29.954 | 30.0457 | 30.1328 | 30.2155 | 30.2941 | 30.3649 | 30.4285 | 30.4859 | 30.5375 | 30.5813 | 30.6186
SCUNTHORPE SOUTH | KEADBY | NPgY | NG FES - Two Degrees | Total wind capacity (MW) | BSP | 0.48099 | 0.49244 | 0.49527 | 0.50622 | 0.52278 | 0.55072 | 0.61227 | 0.71711 | 0.85324 | 1.003 | 1.1648 | 1.3379 | 1.5196 | 1.7087 | 1.9034 | 2.1019 | 2.3005 | 2.4991 | 2.6977 | 2.8963 | 3.0948 | 3.2835 | 3.4627 | 3.6329 | 3.7947 | 3.9483 | 4.0944 | 4.233 | 4.3578 | 4.47 | 4.5713 | 4.6623 | 4.7396 | 4.8053
SILSDEN | BRADFORD WEST | NPgY | NG FES - Two Degrees | Total wind capacity (MW) | BSP | 0.99908 | 1.0229 | 1.0288 | 1.0796 | 1.1566 | 1.2865 | 1.5726 | 2.0599 | 2.6926 | 3.3888 | 4.1407 | 4.9454 | 5.7902 | 6.6687 | 7.5736 | 8.4966 | 9.4197 | 10.3427 | 11.2657 | 12.1888 | 13.1116 | 13.9889 | 14.8216 | 15.6129 | 16.3649 | 17.0789 | 17.7576 | 18.402 | 18.9821 | 19.5039 | 19.9744 | 20.3973 | 20.7568 | 21.0622
SOWERBY BRIDGE 132/33KV | ELLAND | NPgY | NG FES - Two Degrees | Total wind capacity (MW) | BSP | 21.484 | 21.5194 | 21.5281 | 21.5338 | 21.5424 | 21.557 | 21.5891 | 21.6437 | 21.7147 | 21.7928 | 21.8771 | 21.9673 | 22.062 | 22.1606 | 22.262 | 22.3655 | 22.4691 | 22.5726 | 22.6761 | 22.7796 | 22.8831 | 22.9814 | 23.0748 | 23.1635 | 23.2479 | 23.3279 | 23.4041 | 23.4763 | 23.5414 | 23.5999 | 23.6526 | 23.7001 | 23.7404 | 23.7746
STAYGATE | SKELTON GRANGE | NPgY | NG FES - Two Degrees | Total wind capacity (MW) | BSP | 0.071767 | 0.073476 | 0.073899 | 0.075894 | 0.078915 | 0.084011 | 0.095236 | 0.11436 | 0.13918 | 0.1665 | 0.196 | 0.22757 | 0.26072 | 0.29519 | 0.3307 | 0.36691 | 0.40314 | 0.43935 | 0.47557 | 0.51179 | 0.54799 | 0.58242 | 0.61509 | 0.64614 | 0.67564 | 0.70366 | 0.73029 | 0.75557 | 0.77834 | 0.79881 | 0.81727 | 0.83387 | 0.84797 | 0.85995
THORNHILL 132KV | ELLAND | NPgY | NG FES - Two Degrees | Total wind capacity (MW) | BSP | 18.626 | 18.6484 | 18.654 | 18.6581 | 18.6643 | 18.6747 | 18.6976 | 18.7367 | 18.7875 | 18.8434 | 18.9037 | 18.9683 | 19.0361 | 19.1066 | 19.1792 | 19.2533 | 19.3273 | 19.4014 | 19.4755 | 19.5495 | 19.6236 | 19.694 | 19.7608 | 19.8243 | 19.8847 | 19.9419 | 19.9964 | 20.0481 | 20.0947 | 20.1365 | 20.1743 | 20.2082 | 20.2371 | 20.2616
WAKEFIELD MONCKTON ROAD | WEST MELTON SECTION 3 | NPgY | NG FES - Two Degrees | Total wind capacity (MW) | BSP | 0.04936 | 0.050535 | 0.050826 | 0.052585 | 0.055246 | 0.059735 | 0.069624 | 0.086469 | 0.10834 | 0.13241 | 0.15839 | 0.18621 | 0.21541 | 0.24578 | 0.27706 | 0.30896 | 0.34087 | 0.37277 | 0.40468 | 0.43659 | 0.46849 | 0.49881 | 0.52759 | 0.55495 | 0.58094 | 0.60562 | 0.62908 | 0.65136 | 0.67141 | 0.68944 | 0.70571 | 0.72033 | 0.73275 | 0.74331
WAKEFIELD NORTH | SKELTON GRANGE | NPgY | NG FES - Two Degrees | Total wind capacity (MW) | BSP | 0.093801 | 0.096035 | 0.096587 | 0.099424 | 0.10372 | 0.11096 | 0.12692 | 0.15409 | 0.18938 | 0.22821 | 0.27014 | 0.31502 | 0.36213 | 0.41113 | 0.4616 | 0.51307 | 0.56455 | 0.61603 | 0.6675 | 0.71898 | 0.77045 | 0.81937 | 0.86581 | 0.90994 | 0.95189 | 0.9917 | 1.0296 | 1.0655 | 1.0978 | 1.1269 | 1.1532 | 1.1768 | 1.1968 | 1.2139
WEST MELTON | WEST MELTON SECTION 3 | NPgY | NG FES - Two Degrees | Total wind capacity (MW) | BSP | 9.0174 | 9.0285 | 9.0313 | 9.0377 | 9.0475 | 9.0639 | 9.1001 | 9.1618 | 9.242 | 9.3301 | 9.4253 | 9.5272 | 9.6341 | 9.7454 | 9.8599 | 9.9768 | 10.0937 | 10.2105 | 10.3274 | 10.4443 | 10.5611 | 10.6722 | 10.7776 | 10.8778 | 10.973 | 11.0634 | 11.1493 | 11.2309 | 11.3044 | 11.3704 | 11.43 | 11.4835 | 11.5291 | 11.5677
WHINMOOR | FERRYBRIDGE B | NPgY | NG FES - Two Degrees | Total wind capacity (MW) | BSP | 0.029273 | 0.02997 | 0.030142 | 0.032356 | 0.035706 | 0.041357 | 0.053804 | 0.075009 | 0.10254 | 0.13283 | 0.16555 | 0.20056 | 0.23732 | 0.27555 | 0.31492 | 0.35508 | 0.39525 | 0.43541 | 0.47557 | 0.51574 | 0.55589 | 0.59406 | 0.6303 | 0.66473 | 0.69745 | 0.72852 | 0.75805 | 0.78609 | 0.81133 | 0.83403 | 0.85451 | 0.87291 | 0.88855 | 0.90184
WOLD NEWTON | KEADBY | NPgY | NG FES - Two Degrees | Total wind capacity (MW) | BSP | 34.4882 | 34.5141 | 34.5205 | 34.5334 | 34.553 | 34.5859 | 34.6585 | 34.7822 | 34.9428 | 35.1195 | 35.3103 | 35.5145 | 35.7289 | 35.9519 | 36.1816 | 36.4158 | 36.6501 | 36.8843 | 37.1186 | 37.3528 | 37.587 | 37.8097 | 38.021 | 38.2218 | 38.4127 | 38.5939 | 38.7662 | 38.9297 | 39.0769 | 39.2093 | 39.3288 | 39.4361 | 39.5273 | 39.6048
YARBOROUGH ROAD 132/33KV | GRIMSBY WEST | NPgY | NG FES - Two Degrees | Total wind capacity (MW) | BSP | 1.2262 | 1.2554 | 1.2626 | 1.2659 | 1.271 | 1.2795 | 1.2982 | 1.3302 | 1.3717 | 1.4173 | 1.4666 | 1.5194 | 1.5747 | 1.6323 | 1.6917 | 1.7522 | 1.8127 | 1.8732 | 1.9337 | 1.9942 | 2.0547 | 2.1123 | 2.1669 | 2.2187 | 2.268 | 2.3148 | 2.3593 | 2.4016 | 2.4396 | 2.4738 | 2.5047 | 2.5324 | 2.556 | 2.576

## TD_PV capacity - domestic
Bulk Supply Point Name | Grid Supply Point Connected to | Licence area | Scenario name | Output parameter_Unit | Substation Type in Forecasting Model | 2017 | 2018 | 2019 | 2020 | 2021 | 2022 | 2023 | 2024 | 2025 | 2026 | 2027 | 2028 | 2029 | 2030 | 2031 | 2032 | 2033 | 2034 | 2035 | 2036 | 2037 | 2038 | 2039 | 2040 | 2041 | 2042 | 2043 | 2044 | 2045 | 2046 | 2047 | 2048 | 2049 | 2050
ANNFIELD | STELLA SOUTH | NPgN | NG FES - Two Degrees | Total PV capacity - domestic (MW) | BSP | 4.7021 | 4.8631 | 4.9377 | 5.0617 | 5.1716 | 5.2693 | 5.3559 | 5.4457 | 5.5553 | 5.7009 | 5.8976 | 6.1101 | 6.3205 | 6.5226 | 6.7132 | 6.9025 | 7.0797 | 7.243 | 7.3893 | 7.5199 | 7.6364 | 7.753 | 7.8696 | 7.9861 | 8.1027 | 8.2192 | 8.3357 | 8.4523 | 8.5688 | 8.6854 | 8.8019 | 8.9185 | 9.035 | 9.1515
BARRACK ROAD | STELLA NORTH | NPgN | NG FES - Two Degrees | Total PV capacity - domestic (MW) | BSP | 0.39293 | 0.40639 | 0.41263 | 0.45734 | 0.49702 | 0.53224 | 0.5635 | 0.5959 | 0.63544 | 0.68797 | 0.75895 | 0.83564 | 0.91153 | 0.98447 | 1.0532 | 1.1216 | 1.1855 | 1.2444 | 1.2972 | 1.3443 | 1.3864 | 1.4284 | 1.4705 | 1.5125 | 1.5546 | 1.5966 | 1.6387 | 1.6807 | 1.7228 | 1.7649 | 1.8069 | 1.8489 | 1.891 | 1.933
BLUCHER | STELLA NORTH | NPgN | NG FES - Two Degrees | Total PV capacity - domestic (MW) | BSP | 3.739 | 3.8671 | 3.9264 | 4.0288 | 4.1196 | 4.2003 | 4.2718 | 4.346 | 4.4365 | 4.5568 | 4.7193 | 4.8948 | 5.0686 | 5.2356 | 5.393 | 5.5494 | 5.6958 | 5.8306 | 5.9515 | 6.0594 | 6.1557 | 6.252 | 6.3482 | 6.4445 | 6.5408 | 6.6371 | 6.7333 | 6.8296 | 6.9259 | 7.0222 | 7.1184 | 7.2147 | 7.311 | 7.4072
BOWESFIELD | NORTON | NPgN | NG FES - Two Degrees | Total PV capacity - domestic (MW) | BSP | 6.4553 | 6.6764 | 6.7788 | 6.9366 | 7.0765 | 7.2007 | 7.311 | 7.4252 | 7.5647 | 7.75 | 8.0003 | 8.2708 | 8.5384 | 8.7957 | 9.0382 | 9.2792 | 9.5047 | 9.7124 | 9.8987 | 10.0649 | 10.2132 | 10.3615 | 10.5098 | 10.6582 | 10.8065 | 10.9548 | 11.103 | 11.2514 | 11.3997 | 11.5481 | 11.6963 | 11.8446 | 11.9929 | 12.1412
CHIRTON GRANGE | TYNEMOUTH | NPgN | NG FES - Two Degrees | Total PV capacity - domestic (MW) | BSP | 3.1659 | 3.2744 | 3.3246 | 3.4283 | 3.5202 | 3.6019 | 3.6743 | 3.7494 | 3.8411 | 3.9628 | 4.1273 | 4.3051 | 4.481 | 4.6501 | 4.8095 | 4.9678 | 5.116 | 5.2525 | 5.3749 | 5.4842 | 5.5816 | 5.6791 | 5.7766 | 5.8741 | 5.9716 | 6.069 | 6.1665 | 6.2639 | 6.3614 | 6.4589 | 6.5563 | 6.6538 | 6.7513 | 6.8487
COALBURNS | STELLA SOUTH | NPgN | NG FES - Two Degrees | Total PV capacity - domestic (MW) | BSP | 3.0144 | 3.1176 | 3.1655 | 3.2359 | 3.2983 | 3.3538 | 3.403 | 3.454 | 3.5163 | 3.599 | 3.7107 | 3.8315 | 3.951 | 4.0658 | 4.1741 | 4.2816 | 4.3823 | 4.475 | 4.5582 | 4.6324 | 4.6985 | 4.7648 | 4.831 | 4.8972 | 4.9634 | 5.0296 | 5.0958 | 5.162 | 5.2282 | 5.2945 | 5.3606 | 5.4268 | 5.4931 | 5.5592
DARLINGTON CENTRAL | NORTON | NPgN | NG FES - Two Degrees | Total PV capacity - domestic (MW) | BSP | 2.4168 | 2.4996 | 2.538 | 2.5931 | 2.6419 | 2.6853 | 2.7238 | 2.7637 | 2.8124 | 2.8771 | 2.9645 | 3.059 | 3.1525 | 3.2423 | 3.327 | 3.4112 | 3.4899 | 3.5625 | 3.6275 | 3.6855 | 3.7373 | 3.7891 | 3.8409 | 3.8927 | 3.9445 | 3.9963 | 4.0481 | 4.0999 | 4.1517 | 4.2035 | 4.2553 | 4.3071 | 4.3589 | 4.4107
DARLINGTON NORTH | NORTON | NPgN | NG FES - Two Degrees | Total PV capacity - domestic (MW) | BSP | 3.5007 | 3.6206 | 3.6762 | 3.7651 | 3.8441 | 3.9141 | 3.9763 | 4.0408 | 4.1195 | 4.224 | 4.3652 | 4.5178 | 4.6688 | 4.8139 | 4.9507 | 5.0867 | 5.2139 | 5.331 | 5.4361 | 5.5299 | 5.6135 | 5.6972 | 5.7809 | 5.8646 | 5.9482 | 6.0319 | 6.1155 | 6.1992 | 6.2829 | 6.3666 | 6.4502 | 6.5339 | 6.6175 | 6.7012
DUNSTON | STELLA NORTH | NPgN | NG FES - Two Degrees | Total PV capacity - domestic (MW) | BSP | 3.2591 | 3.3707 | 3.4224 | 3.5598 | 3.6817 | 3.7899 | 3.8859 | 3.9855 | 4.1069 | 4.2683 | 4.4864 | 4.722 | 4.9551 | 5.1792 | 5.3905 | 5.6004 | 5.7968 | 5.9777 | 6.1399 | 6.2847 | 6.4139 | 6.5431 | 6.6723 | 6.8015 | 6.9307 | 7.0599 | 7.189 | 7.3182 | 7.4475 | 7.5767 | 7.7058 | 7.835 | 7.9642 | 8.0933
FLATWORTH | TYNEMOUTH | NPgN | NG FES - Two Degrees | Total PV capacity - domestic (MW) | BSP | 2.4435 | 2.5272 | 2.566 | 2.6204 | 2.6687 | 2.7115 | 2.7495 | 2.7889 | 2.837 | 2.9009 | 2.9872 | 3.0804 | 3.1727 | 3.2614 | 3.345 | 3.4281 | 3.5059 | 3.5775 | 3.6417 | 3.699 | 3.7502 | 3.8013 | 3.8525 | 3.9036 | 3.9547 | 4.0059 | 4.057 | 4.1081 | 4.1593 | 4.2104 | 4.2616 | 4.3127 | 4.3638 | 4.415
GOSFORTH | TYNEMOUTH | NPgN | NG FES - Two Degrees | Total PV capacity - domestic (MW) | BSP | 2.766 | 2.8607 | 2.9046 | 3.0031 | 3.0904 | 3.1679 | 3.2367 | 3.308 | 3.395 | 3.5106 | 3.6668 | 3.8356 | 4.0026 | 4.1631 | 4.3144 | 4.4648 | 4.6055 | 4.7351 | 4.8513 | 4.955 | 5.0476 | 5.1401 | 5.2327 | 5.3252 | 5.4178 | 5.5103 | 5.6028 | 5.6954 | 5.7879 | 5.8805 | 5.973 | 6.0656 | 6.1581 | 6.2506
HARROGATE 132/33KV | KNARESBOROUGH | NPgN | NG FES - Two Degrees | Total PV capacity - domestic (MW) | BSP | 1.8502 | 1.9136 | 1.943 | 2.0311 | 2.1093 | 2.1787 | 2.2402 | 2.3041 | 2.382 | 2.4855 | 2.6253 | 2.7764 | 2.926 | 3.0697 | 3.2051 | 3.3398 | 3.4657 | 3.5818 | 3.6858 | 3.7787 | 3.8615 | 3.9444 | 4.0272 | 4.1101 | 4.193 | 4.2758 | 4.3586 | 4.4415 | 4.5244 | 4.6072 | 4.69 | 4.7729 | 4.8558 | 4.9386
HUSTHWAITE | KNARESBOROUGH | NPgN | NG FES - Two Degrees | Total PV capacity - domestic (MW) | BSP | 1.7578 | 1.818 | 1.8459 | 1.8902 | 1.9295 | 1.9643 | 1.9953 | 2.0274 | 2.0665 | 2.1185 | 2.1888 | 2.2647 | 2.3398 | 2.412 | 2.4801 | 2.5478 | 2.6111 | 2.6694 | 2.7216 | 2.7683 | 2.8099 | 2.8515 | 2.8932 | 2.9348 | 2.9765 | 3.0181 | 3.0597 | 3.1013 | 3.143 | 3.1846 | 3.2262 | 3.2678 | 3.3095 | 3.3511
LEEMING BAR_SKEEBY | NORTON | NPgN | NG FES - Two Degrees | Total PV capacity - domestic (MW) | BSP | 7.5361 | 7.7942 | 7.9138 | 8.1303 | 8.3224 | 8.4929 | 8.6442 | 8.8011 | 8.9926 | 9.2469 | 9.5905 | 9.9618 | 10.3292 | 10.6823 | 11.0152 | 11.346 | 11.6556 | 11.9407 | 12.1963 | 12.4245 | 12.628 | 12.8316 | 13.0353 | 13.2389 | 13.4425 | 13.6461 | 13.8496 | 14.0532 | 14.2568 | 14.4605 | 14.6639 | 14.8675 | 15.0711 | 15.2746
LINTON | BLYTH 132kV | NPgN | NG FES - Two Degrees | Total PV capacity - domestic (MW) | BSP | 4.6945 | 4.8553 | 4.9298 | 5.0464 | 5.1499 | 5.2418 | 5.3233 | 5.4078 | 5.5109 | 5.6479 | 5.8331 | 6.0331 | 6.231 | 6.4212 | 6.6006 | 6.7788 | 6.9456 | 7.0992 | 7.2369 | 7.3598 | 7.4694 | 7.5791 | 7.6888 | 7.7985 | 7.9082 | 8.0179 | 8.1275 | 8.2372 | 8.3469 | 8.4566 | 8.5662 | 8.6759 | 8.7856 | 8.8952
MALTON GRID | OSBALDWICK | NPgN | NG FES - Two Degrees | Total PV capacity - domestic (MW) | BSP | 6.0048 | 6.2104 | 6.3057 | 6.4761 | 6.6274 | 6.7616 | 6.8807 | 7.0042 | 7.1549 | 7.355 | 7.6255 | 7.9178 | 8.207 | 8.4849 | 8.747 | 9.0074 | 9.251 | 9.4755 | 9.6767 | 9.8563 | 10.0165 | 10.1768 | 10.3371 | 10.4974 | 10.6576 | 10.8179 | 10.9781 | 11.1383 | 11.2986 | 11.4589 | 11.6191 | 11.7794 | 11.9396 | 12.0998
MELROSEGATE | OSBALDWICK | NPgN | NG FES - Two Degrees | Total PV capacity - domestic (MW) | BSP | 7.255 | 7.5035 | 7.6187 | 7.806 | 7.9723 | 8.1198 | 8.2508 | 8.3866 | 8.5523 | 8.7724 | 9.0698 | 9.3911 | 9.7091 | 10.0147 | 10.3028 | 10.5891 | 10.857 | 11.1038 | 11.3251 | 11.5225 | 11.6987 | 11.8749 | 12.0511 | 12.2274 | 12.4036 | 12.5798 | 12.7559 | 12.9321 | 13.1083 | 13.2846 | 13.4607 | 13.6369 | 13.8131 | 13.9893
NORTH TEES | NORTON | NPgN | NG FES - Two Degrees | Total PV capacity - domestic (MW) | BSP | 4.3463 | 4.4951 | 4.5641 | 4.6897 | 4.8012 | 4.9001 | 4.9879 | 5.0789 | 5.19 | 5.3375 | 5.5369 | 5.7523 | 5.9655 | 6.1703 | 6.3635 | 6.5554 | 6.735 | 6.9004 | 7.0487 | 7.1811 | 7.2992 | 7.4173 | 7.5355 | 7.6536 | 7.7717 | 7.8898 | 8.0079 | 8.126 | 8.2442 | 8.3623 | 8.4804 | 8.5985 | 8.7166 | 8.8347
POTTER HOUSE | SPENNYMOOR | NPgN | NG FES - Two Degrees | Total PV capacity - domestic (MW) | BSP | 4.6867 | 4.8472 | 4.9217 | 5.0508 | 5.1654 | 5.2672 | 5.3575 | 5.4511 | 5.5653 | 5.717 | 5.9221 | 6.1436 | 6.3628 | 6.5735 | 6.7722 | 6.9696 | 7.1542 | 7.3244 | 7.4769 | 7.6131 | 7.7345 | 7.856 | 7.9775 | 8.099 | 8.2205 | 8.3419 | 8.4634 | 8.5849 | 8.7063 | 8.8279 | 8.9493 | 9.0708 | 9.1922 | 9.3137
RAVENSWORTH | STELLA SOUTH | NPgN | NG FES - Two Degrees | Total PV capacity - domestic (MW) | BSP | 1.5727 | 1.6266 | 1.6515 | 1.6923 | 1.7284 | 1.7605 | 1.789 | 1.8185 | 1.8546 | 1.9024 | 1.9671 | 2.037 | 2.1061 | 2.1726 | 2.2352 | 2.2975 | 2.3557 | 2.4094 | 2.4575 | 2.5004 | 2.5387 | 2.5771 | 2.6154 | 2.6537 | 2.692 | 2.7303 | 2.7686 | 2.8069 | 2.8453 | 2.8836 | 2.9219 | 2.9602 | 2.9985 | 3.0368
SCARBOROUGH GRID | OSBALDWICK | NPgN | NG FES - Two Degrees | Total PV capacity - domestic (MW) | BSP | 4.1865 | 4.3299 | 4.3963 | 4.534 | 4.6562 | 4.7647 | 4.861 | 4.9608 | 5.0825 | 5.2443 | 5.4629 | 5.6991 | 5.9328 | 6.1574 | 6.3692 | 6.5796 | 6.7765 | 6.9579 | 7.1205 | 7.2656 | 7.3951 | 7.5246 | 7.6542 | 7.7837 | 7.9132 | 8.0427 | 8.1722 | 8.3017 | 8.4312 | 8.5608 | 8.6902 | 8.8197 | 8.9492 | 9.0787
SEAL SANDS | SALTHOLME | NPgN | NG FES - Two Degrees | Total PV capacity - domestic (MW) | BSP | 0 | 0 | 0 | 0 | 0 | 0 | 0 | 0 | 0 | 0 | 0 | 0 | 0 | 0 | 0 | 0 | 0 | 0 | 0 | 0 | 0 | 0 | 0 | 0 | 0 | 0 | 0 | 0 | 0 | 0 | 0 | 0 | 0 | 0
SPADEADAM 33KV | SPADEADAM | NPgN | NG FES - Two Degrees | Total PV capacity - domestic (MW) | BSP | 0.11997 | 0.12408 | 0.12599 | 0.12787 | 0.12953 | 0.13101 | 0.13233 | 0.13369 | 0.13535 | 0.13756 | 0.14054 | 0.14376 | 0.14695 | 0.15002 | 0.15291 | 0.15578 | 0.15847 | 0.16094 | 0.16316 | 0.16514 | 0.16691 | 0.16867 | 0.17044 | 0.17221 | 0.17398 | 0.17574 | 0.17751 | 0.17928 | 0.18104 | 0.18281 | 0.18458 | 0.18635 | 0.18811 | 0.18988
SPENNYMOOR 132/66KV | SPENNYMOOR | NPgN | NG FES - Two Degrees | Total PV capacity - domestic (MW) | BSP | 7.7771 | 8.0434 | 8.1669 | 8.356 | 8.5238 | 8.6727 | 8.8048 | 8.9418 | 9.109 | 9.3311 | 9.6312 | 9.9555 | 10.2764 | 10.5848 | 10.8755 | 11.1645 | 11.4348 | 11.6838 | 11.9071 | 12.1064 | 12.2841 | 12.4619 | 12.6398 | 12.8176 | 12.9954 | 13.1732 | 13.351 | 13.5288 | 13.7066 | 13.8845 | 14.0622 | 14.24 | 14.4178 | 14.5956
TORONTO | SPENNYMOOR | NPgN | NG FES - Two Degrees | Total PV capacity - domestic (MW) | BSP | 4.4051 | 4.556 | 4.6259 | 4.7296 | 4.8216 | 4.9032 | 4.9757 | 5.0508 | 5.1425 | 5.2643 | 5.4289 | 5.6067 | 5.7826 | 5.9517 | 6.1112 | 6.2696 | 6.4178 | 6.5544 | 6.6768 | 6.7861 | 6.8835 | 6.9811 | 7.0786 | 7.1761 | 7.2736 | 7.3711 | 7.4685 | 7.566 | 7.6636 | 7.7611 | 7.8585 | 7.956 | 8.0535 | 8.151
WORMALD GREEN 132/33KV | KNARESBOROUGH | NPgN | NG FES - Two Degrees | Total PV capacity - domestic (MW) | BSP | 3.0591 | 3.1638 | 3.2124 | 3.2912 | 3.3612 | 3.4233 | 3.4784 | 3.5355 | 3.6052 | 3.6978 | 3.8229 | 3.9581 | 4.0919 | 4.2205 | 4.3418 | 4.4622 | 4.5749 | 4.6788 | 4.7719 | 4.8549 | 4.9291 | 5.0032 | 5.0774 | 5.1515 | 5.2257 | 5.2998 | 5.3739 | 5.448 | 5.5222 | 5.5963 | 5.6704 | 5.7446 | 5.8187 | 5.8928
ATTERCLIFFE | WEST MELTON / THORPE MARSH | NPgY | NG FES - Two Degrees | Total PV capacity - domestic (MW) | BSP | 2.4009 | 2.4349 | 2.4723 | 2.5397 | 2.5996 | 2.6527 | 2.6998 | 2.7487 | 2.8082 | 2.8874 | 2.9945 | 3.1101 | 3.2246 | 3.3345 | 3.4382 | 3.5412 | 3.6376 | 3.7265 | 3.8061 | 3.8772 | 3.9406 | 4.004 | 4.0674 | 4.1308 | 4.1942 | 4.2576 | 4.321 | 4.3844 | 4.4478 | 4.5112 | 4.5746 | 4.6381 | 4.7015 | 4.7649
BARUGH 132/66KV | WEST MELTON SECTION 3 | NPgY | NG FES - Two Degrees | Total PV capacity - domestic (MW) | BSP | 5.8179 | 5.9004 | 5.9909 | 6.1037 | 6.2038 | 6.2927 | 6.3715 | 6.4533 | 6.5529 | 6.6854 | 6.8645 | 7.0579 | 7.2494 | 7.4333 | 7.6068 | 7.7791 | 7.9404 | 8.089 | 8.2221 | 8.341 | 8.4471 | 8.5532 | 8.6593 | 8.7653 | 8.8714 | 8.9775 | 9.0836 | 9.1896 | 9.2957 | 9.4018 | 9.5078 | 9.6139 | 9.72 | 9.826
BEESTON ROYDS 132/33KV | KIRKSTALL B | NPgY | NG FES - Two Degrees | Total PV capacity - domestic (MW) | BSP | 4.1734 | 4.2326 | 4.2976 | 4.412 | 4.5136 | 4.6037 | 4.6836 | 4.7666 | 4.8677 | 5.0021 | 5.1838 | 5.38 | 5.5743 | 5.7608 | 5.9368 | 6.1116 | 6.2753 | 6.426 | 6.5611 | 6.6817 | 6.7893 | 6.897 | 7.0045 | 7.1121 | 7.2197 | 7.3273 | 7.435 | 7.5426 | 7.6502 | 7.7578 | 7.8654 | 7.973 | 8.0806 | 8.1882
BEVERLEY 132/33KV | CREYKE BECK | NPgY | NG FES - Two Degrees | Total PV capacity - domestic (MW) | BSP | 5.4659 | 5.5434 | 5.6284 | 5.819 | 5.9882 | 6.1383 | 6.2714 | 6.4096 | 6.578 | 6.8019 | 7.1045 | 7.4314 | 7.7549 | 8.0656 | 8.3588 | 8.6499 | 8.9224 | 9.1735 | 9.3985 | 9.5994 | 9.7786 | 9.9579 | 10.1371 | 10.3163 | 10.4955 | 10.6747 | 10.854 | 11.0332 | 11.2124 | 11.3917 | 11.5708 | 11.7501 | 11.9293 | 12.1086
BINGLEY 132/33KV | BRADFORD WEST | NPgY | NG FES - Two Degrees | Total PV capacity - domestic (MW) | BSP | 2.7162 | 2.7548 | 2.797 | 2.8943 | 2.9806 | 3.0572 | 3.1251 | 3.1956 | 3.2815 | 3.3957 | 3.5501 | 3.7168 | 3.8818 | 4.0404 | 4.1899 | 4.3385 | 4.4775 | 4.6056 | 4.7204 | 4.8229 | 4.9143 | 5.0058 | 5.0972 | 5.1886 | 5.28 | 5.3715 | 5.4629 | 5.5543 | 5.6458 | 5.7372 | 5.8286 | 5.9201 | 6.0115 | 6.103
BLACKBURN MEADOWS B | WEST MELTON / THORPE MARSH | NPgY | NG FES - Two Degrees | Total PV capacity - domestic (MW) | BSP | 1.2217 | 1.2391 | 1.2581 | 1.2851 | 1.3091 | 1.3304 | 1.3493 | 1.3689 | 1.3927 | 1.4245 | 1.4674 | 1.5138 | 1.5596 | 1.6037 | 1.6453 | 1.6866 | 1.7252 | 1.7608 | 1.7927 | 1.8212 | 1.8466 | 1.8721 | 1.8975 | 1.9229 | 1.9483 | 1.9737 | 1.9991 | 2.0246 | 2.05 | 2.0754 | 2.1008 | 2.1262 | 2.1516 | 2.1771
BLYTON | KEADBY | NPgY | NG FES - Two Degrees | Total PV capacity - domestic (MW) | BSP | 6.062 | 6.148 | 6.2423 | 6.3007 | 6.3524 | 6.3984 | 6.4391 | 6.4814 | 6.5329 | 6.6014 | 6.694 | 6.794 | 6.893 | 6.9881 | 7.0778 | 7.1669 | 7.2503 | 7.3271 | 7.396 | 7.4574 | 7.5123 | 7.5671 | 7.622 | 7.6768 | 7.7316 | 7.7865 | 7.8413 | 7.8962 | 7.951 | 8.0059 | 8.0607 | 8.1156 | 8.1704 | 8.2252
BRADFORD | BRADFORD WEST | NPgY | NG FES - Two Degrees | Total PV capacity - domestic (MW) | BSP | 2.0226 | 2.0513 | 2.0828 | 2.2064 | 2.3162 | 2.4136 | 2.4999 | 2.5896 | 2.6988 | 2.8441 | 3.0404 | 3.2525 | 3.4623 | 3.6639 | 3.8541 | 4.043 | 4.2198 | 4.3827 | 4.5287 | 4.659 | 4.7753 | 4.8916 | 5.0079 | 5.1241 | 5.2404 | 5.3567 | 5.473 | 5.5892 | 5.7055 | 5.8218 | 5.9381 | 6.0544 | 6.1706 | 6.2869
BRAMHAM | FERRYBRIDGE B | NPgY | NG FES - Two Degrees | Total PV capacity - domestic (MW) | BSP | 3.6557 | 3.7076 | 3.7644 | 3.8519 | 3.9295 | 3.9984 | 4.0594 | 4.1228 | 4.2001 | 4.3028 | 4.4416 | 4.5915 | 4.7399 | 4.8825 | 5.017 | 5.1506 | 5.2756 | 5.3908 | 5.494 | 5.5862 | 5.6684 | 5.7506 | 5.8328 | 5.915 | 5.9972 | 6.0795 | 6.1617 | 6.2439 | 6.3261 | 6.4084 | 6.4906 | 6.5728 | 6.655 | 6.7372
BRANSHOLME | CREYKE BECK | NPgY | NG FES - Two Degrees | Total PV capacity - domestic (MW) | BSP | 4.6267 | 4.6924 | 4.7644 | 4.8547 | 4.9349 | 5.0061 | 5.0692 | 5.1347 | 5.2145 | 5.3206 | 5.464 | 5.619 | 5.7723 | 5.9196 | 6.0586 | 6.1966 | 6.3258 | 6.4448 | 6.5515 | 6.6467 | 6.7317 | 6.8167 | 6.9016 | 6.9865 | 7.0715 | 7.1565 | 7.2414 | 7.3264 | 7.4113 | 7.4963 | 7.5812 | 7.6662 | 7.7512 | 7.8361
BRIGHOUSE 132/33KV | ELLAND | NPgY | NG FES - Two Degrees | Total PV capacity - domestic (MW) | BSP | 3.4067 | 3.455 | 3.508 | 3.6123 | 3.7049 | 3.7871 | 3.86 | 3.9357 | 4.0279 | 4.1505 | 4.3161 | 4.4951 | 4.6722 | 4.8424 | 5.0029 | 5.1623 | 5.3115 | 5.4489 | 5.5721 | 5.6821 | 5.7803 | 5.8784 | 5.9765 | 6.0747 | 6.1728 | 6.2709 | 6.3691 | 6.4672 | 6.5653 | 6.6634 | 6.7615 | 6.8597 | 6.9578 | 7.056
DONCASTER B/THORPE MARSH | WEST MELTON / THORPE MARSH | NPgY | NG FES - Two Degrees | Total PV capacity - domestic (MW) | BSP | 19.5277 | 19.8047 | 20.1085 | 20.3957 | 20.6505 | 20.8767 | 21.0772 | 21.2854 | 21.5391 | 21.8764 | 22.3322 | 22.8247 | 23.312 | 23.7801 | 24.2218 | 24.6604 | 25.0709 | 25.4492 | 25.7882 | 26.0909 | 26.3609 | 26.6309 | 26.9009 | 27.1709 | 27.4408 | 27.7108 | 27.9809 | 28.2509 | 28.5209 | 28.7909 | 29.0609 | 29.331 | 29.6009 | 29.871
DONCASTER CENTRAL | WEST MELTON / THORPE MARSH | NPgY | NG FES - Two Degrees | Total PV capacity - domestic (MW) | BSP | 1.9427 | 1.9702 | 2.0005 | 2.0449 | 2.0843 | 2.1192 | 2.1503 | 2.1825 | 2.2217 | 2.2739 | 2.3443 | 2.4205 | 2.4959 | 2.5683 | 2.6366 | 2.7044 | 2.7679 | 2.8264 | 2.8788 | 2.9256 | 2.9674 | 3.0091 | 3.0509 | 3.0926 | 3.1344 | 3.1761 | 3.2179 | 3.2597 | 3.3014 | 3.3432 | 3.3849 | 3.4267 | 3.4684 | 3.5102
DRIFFIELD/BEVERLEY GROUP | CREYKE BECK | NPgY | NG FES - Two Degrees | Total PV capacity - domestic (MW) | BSP | 9.3793 | 9.5124 | 9.6583 | 9.9061 | 10.126 | 10.3211 | 10.4941 | 10.6738 | 10.8927 | 11.1837 | 11.577 | 12.0019 | 12.4224 | 12.8263 | 13.2074 | 13.5858 | 13.9401 | 14.2664 | 14.5589 | 14.8201 | 15.0531 | 15.2861 | 15.519 | 15.7519 | 15.9849 | 16.2179 | 16.4509 | 16.6838 | 16.9168 | 17.1498 | 17.3827 | 17.6158 | 17.8487 | 18.0817
FEATHERSTONE | FERRYBRIDGE B | NPgY | NG FES - Two Degrees | Total PV capacity - domestic (MW) | BSP | 4.5822 | 4.6472 | 4.7185 | 4.8281 | 4.9253 | 5.0116 | 5.0881 | 5.1676 | 5.2644 | 5.3931 | 5.5671 | 5.755 | 5.9409 | 6.1196 | 6.2881 | 6.4555 | 6.6121 | 6.7565 | 6.8858 | 7.0013 | 7.1044 | 7.2074 | 7.3104 | 7.4135 | 7.5165 | 7.6195 | 7.7226 | 7.8256 | 7.9286 | 8.0317 | 8.1347 | 8.2377 | 8.3408 | 8.4438
GIRLINGTON | BRADFORD WEST | NPgY | NG FES - Two Degrees | Total PV capacity - domestic (MW) | BSP | 0.96643 | 0.98014 | 0.99518 | 1.0653 | 1.1275 | 1.1827 | 1.2317 | 1.2825 | 1.3445 | 1.4268 | 1.5381 | 1.6583 | 1.7773 | 1.8916 | 1.9994 | 2.1065 | 2.2067 | 2.2991 | 2.3818 | 2.4557 | 2.5217 | 2.5876 | 2.6535 | 2.7194 | 2.7853 | 2.8512 | 2.9172 | 2.9831 | 3.049 | 3.1149 | 3.1808 | 3.2468 | 3.3127 | 3.3786
HALIFAX 132/33KV | ELLAND | NPgY | NG FES - Two Degrees | Total PV capacity - domestic (MW) | BSP | 0.76186 | 0.77267 | 0.78452 | 0.82415 | 0.85932 | 0.89054 | 0.91821 | 0.94694 | 0.98196 | 1.0285 | 1.0914 | 1.1594 | 1.2266 | 1.2912 | 1.3522 | 1.4127 | 1.4694 | 1.5216 | 1.5684 | 1.6101 | 1.6474 | 1.6847 | 1.7219 | 1.7592 | 1.7964 | 1.8337 | 1.871 | 1.9082 | 1.9455 | 1.9828 | 2.02 | 2.0573 | 2.0945 | 2.1318
HECKMONDWIKE | SKELTON GRANGE | NPgY | NG FES - Two Degrees | Total PV capacity - domestic (MW) | BSP | 3.3896 | 3.4377 | 3.4904 | 3.576 | 3.652 | 3.7194 | 3.7792 | 3.8413 | 3.917 | 4.0176 | 4.1535 | 4.3003 | 4.4456 | 4.5852 | 4.7169 | 4.8477 | 4.9701 | 5.0829 | 5.184 | 5.2743 | 5.3548 | 5.4353 | 5.5158 | 5.5963 | 5.6768 | 5.7573 | 5.8379 | 5.9184 | 5.9989 | 6.0794 | 6.1599 | 6.2404 | 6.321 | 6.4015
HOLMFIELD | BRADFORD WEST | NPgY | NG FES - Two Degrees | Total PV capacity - domestic (MW) | BSP | 4.1806 | 4.2399 | 4.305 | 4.439 | 4.558 | 4.6636 | 4.7572 | 4.8544 | 4.9728 | 5.1303 | 5.3431 | 5.573 | 5.8005 | 6.0191 | 6.2253 | 6.43 | 6.6217 | 6.7983 | 6.9565 | 7.0978 | 7.2239 | 7.3499 | 7.476 | 7.602 | 7.7281 | 7.8541 | 7.9802 | 8.1062 | 8.2323 | 8.3583 | 8.4844 | 8.6105 | 8.7365 | 8.8626
HULL EAST 132/33KV | SALTEND NORTH | NPgY | NG FES - Two Degrees | Total PV capacity - domestic (MW) | BSP | 3.6757 | 3.7278 | 3.785 | 3.8878 | 3.9791 | 4.06 | 4.1318 | 4.2064 | 4.2972 | 4.4179 | 4.5811 | 4.7574 | 4.9319 | 5.0995 | 5.2576 | 5.4146 | 5.5616 | 5.697 | 5.8184 | 5.9267 | 6.0234 | 6.1201 | 6.2167 | 6.3134 | 6.41 | 6.5067 | 6.6034 | 6.7 | 6.7967 | 6.8934 | 6.99 | 7.0867 | 7.1834 | 7.28
HULL SOUTH | CREYKE BECK | NPgY | NG FES - Two Degrees | Total PV capacity - domestic (MW) | BSP | 2.1831 | 2.214 | 2.248 | 2.3611 | 2.4615 | 2.5506 | 2.6296 | 2.7116 | 2.8115 | 2.9444 | 3.124 | 3.318 | 3.5099 | 3.6943 | 3.8683 | 4.0411 | 4.2028 | 4.3518 | 4.4854 | 4.6046 | 4.711 | 4.8174 | 4.9237 | 5.0301 | 5.1364 | 5.2428 | 5.3492 | 5.4555 | 5.5619 | 5.6682 | 5.7746 | 5.881 | 5.9873 | 6.0937
HULL WEST | CREYKE BECK | NPgY | NG FES - Two Degrees | Total PV capacity - domestic (MW) | BSP | 3.418 | 3.4665 | 3.5197 | 3.6358 | 3.7389 | 3.8304 | 3.9115 | 3.9957 | 4.0983 | 4.2347 | 4.4191 | 4.6183 | 4.8154 | 5.0047 | 5.1833 | 5.3607 | 5.5268 | 5.6798 | 5.8169 | 5.9393 | 6.0485 | 6.1577 | 6.2669 | 6.3761 | 6.4853 | 6.5945 | 6.7038 | 6.813 | 6.9222 | 7.0314 | 7.1406 | 7.2498 | 7.359 | 7.4682
HUMBERSTON | GRIMSBY WEST | NPgY | NG FES - Two Degrees | Total PV capacity - domestic (MW) | BSP | 1.6708 | 1.6945 | 1.7205 | 1.7937 | 1.8587 | 1.9163 | 1.9674 | 2.0205 | 2.0851 | 2.1711 | 2.2872 | 2.4127 | 2.5369 | 2.6562 | 2.7688 | 2.8805 | 2.9852 | 3.0816 | 3.1679 | 3.2451 | 3.3139 | 3.3827 | 3.4515 | 3.5203 | 3.5891 | 3.6579 | 3.7267 | 3.7955 | 3.8643 | 3.9332 | 4.002 | 4.0708 | 4.1396 | 4.2084
HUNNINGLEY | WEST MELTON SECTION 3 | NPgY | NG FES - Two Degrees | Total PV capacity - domestic (MW) | BSP | 3.2068 | 3.2523 | 3.3022 | 3.3472 | 3.387 | 3.4224 | 3.4538 | 3.4864 | 3.5261 | 3.5789 | 3.6502 | 3.7273 | 3.8035 | 3.8768 | 3.9459 | 4.0145 | 4.0788 | 4.138 | 4.191 | 4.2384 | 4.2806 | 4.3229 | 4.3651 | 4.4074 | 4.4496 | 4.4919 | 4.5341 | 4.5764 | 4.6186 | 4.6609 | 4.7031 | 4.7454 | 4.7876 | 4.8299
HUNSHELF | WEST MELTON SECTION 3 | NPgY | NG FES - Two Degrees | Total PV capacity - domestic (MW) | BSP | 3.2556 | 3.3018 | 3.3525 | 3.4007 | 3.4435 | 3.4815 | 3.5152 | 3.5502 | 3.5928 | 3.6494 | 3.726 | 3.8087 | 3.8906 | 3.9692 | 4.0434 | 4.1171 | 4.1861 | 4.2496 | 4.3065 | 4.3574 | 4.4028 | 4.4481 | 4.4935 | 4.5388 | 4.5842 | 4.6295 | 4.6749 | 4.7202 | 4.7656 | 4.811 | 4.8563 | 4.9017 | 4.947 | 4.9924
IMMINGHAM | GRIMSBY WEST | NPgY | NG FES - Two Degrees | Total PV capacity - domestic (MW) | BSP | 2.8612 | 2.9018 | 2.9463 | 2.985 | 3.0194 | 3.0499 | 3.077 | 3.1051 | 3.1393 | 3.1848 | 3.2463 | 3.3127 | 3.3785 | 3.4416 | 3.5012 | 3.5604 | 3.6157 | 3.6668 | 3.7125 | 3.7533 | 3.7898 | 3.8262 | 3.8626 | 3.899 | 3.9354 | 3.9719 | 4.0083 | 4.0447 | 4.0811 | 4.1176 | 4.154 | 4.1904 | 4.2269 | 4.2633
KIRKHAW LANE | FERRYBRIDGE B | NPgY | NG FES - Two Degrees | Total PV capacity - domestic (MW) | BSP | 3.1397 | 3.1842 | 3.233 | 3.3008 | 3.3609 | 3.4143 | 3.4616 | 3.5107 | 3.5705 | 3.6501 | 3.7576 | 3.8738 | 3.9887 | 4.0992 | 4.2033 | 4.3068 | 4.4037 | 4.4929 | 4.5729 | 4.6443 | 4.7079 | 4.7716 | 4.8353 | 4.899 | 4.9627 | 5.0264 | 5.0901 | 5.1538 | 5.2175 | 5.2812 | 5.3449 | 5.4086 | 5.4723 | 5.536
KIRKSTALL C 2/5 | KIRKSTALL B | NPgY | NG FES - Two Degrees | Total PV capacity - domestic (MW) | BSP | 0.19979 | 0.20263 | 0.20573 | 0.22899 | 0.24963 | 0.26794 | 0.28418 | 0.30105 | 0.32159 | 0.3489 | 0.38582 | 0.4257 | 0.46517 | 0.50308 | 0.53884 | 0.57436 | 0.60761 | 0.63824 | 0.6657 | 0.69021 | 0.71207 | 0.73394 | 0.75581 | 0.77767 | 0.79953 | 0.8214 | 0.84327 | 0.86514 | 0.887 | 0.90887 | 0.93073 | 0.9526 | 0.97447 | 0.99633
KIRKSTALL C/RING ROAD HORSFORTH | KIRKSTALL B | NPgY | NG FES - Two Degrees | Total PV capacity - domestic (MW) | BSP | 3.9169 | 3.9724 | 4.0334 | 4.1958 | 4.3399 | 4.4679 | 4.5813 | 4.6991 | 4.8425 | 5.0333 | 5.2911 | 5.5697 | 5.8453 | 6.1101 | 6.3599 | 6.608 | 6.8402 | 7.0542 | 7.2459 | 7.4171 | 7.5699 | 7.7226 | 7.8753 | 8.028 | 8.1807 | 8.3334 | 8.4862 | 8.6389 | 8.7916 | 8.9443 | 9.097 | 9.2498 | 9.4025 | 9.5552
LEEDS EAST | SKELTON GRANGE | NPgY | NG FES - Two Degrees | Total PV capacity - domestic (MW) | BSP | 1.608 | 1.6308 | 1.6558 | 1.76 | 1.8524 | 1.9344 | 2.0072 | 2.0827 | 2.1747 | 2.297 | 2.4623 | 2.6409 | 2.8176 | 2.9874 | 3.1476 | 3.3066 | 3.4555 | 3.5927 | 3.7156 | 3.8254 | 3.9233 | 4.0213 | 4.1192 | 4.2171 | 4.315 | 4.4129 | 4.5109 | 4.6088 | 4.7067 | 4.8046 | 4.9025 | 5.0005 | 5.0984 | 5.1963
LEEDS NORTH | SKELTON GRANGE | NPgY | NG FES - Two Degrees | Total PV capacity - domestic (MW) | BSP | 1.2685 | 1.2865 | 1.3062 | 1.3904 | 1.465 | 1.5313 | 1.5901 | 1.6511 | 1.7255 | 1.8243 | 1.9579 | 2.1022 | 2.245 | 2.3822 | 2.5116 | 2.6402 | 2.7605 | 2.8713 | 2.9707 | 3.0594 | 3.1385 | 3.2176 | 3.2968 | 3.3759 | 3.455 | 3.5341 | 3.6133 | 3.6924 | 3.7715 | 3.8506 | 3.9297 | 4.0089 | 4.088 | 4.1671
LINDLEY | ELLAND | NPgY | NG FES - Two Degrees | Total PV capacity - domestic (MW) | BSP | 4.5144 | 4.5784 | 4.6486 | 4.7735 | 4.8844 | 4.9827 | 5.0699 | 5.1605 | 5.2708 | 5.4175 | 5.6158 | 5.83 | 6.0419 | 6.2455 | 6.4376 | 6.6283 | 6.8069 | 6.9714 | 7.1188 | 7.2505 | 7.3679 | 7.4854 | 7.6028 | 7.7202 | 7.8376 | 7.955 | 8.0725 | 8.1899 | 8.3073 | 8.4248 | 8.5422 | 8.6597 | 8.7771 | 8.8945
LOW ROAD | SKELTON GRANGE | NPgY | NG FES - Two Degrees | Total PV capacity - domestic (MW) | BSP | 1.4389 | 1.4593 | 1.4817 | 1.5435 | 1.5982 | 1.6469 | 1.69 | 1.7347 | 1.7893 | 1.8618 | 1.9598 | 2.0657 | 2.1704 | 2.2711 | 2.366 | 2.4603 | 2.5486 | 2.6299 | 2.7028 | 2.7679 | 2.8259 | 2.884 | 2.942 | 3 | 3.0581 | 3.1161 | 3.1742 | 3.2322 | 3.2903 | 3.3483 | 3.4064 | 3.4644 | 3.5225 | 3.5805
MALLARD WAY | WEST MELTON / THORPE MARSH | NPgY | NG FES - Two Degrees | Total PV capacity - domestic (MW) | BSP | 1.3144 | 1.3331 | 1.3535 | 1.405 | 1.4507 | 1.4913 | 1.5272 | 1.5645 | 1.61 | 1.6705 | 1.7522 | 1.8405 | 1.9279 | 2.0118 | 2.091 | 2.1696 | 2.2432 | 2.311 | 2.3718 | 2.4261 | 2.4745 | 2.5229 | 2.5713 | 2.6197 | 2.6681 | 2.7165 | 2.7649 | 2.8133 | 2.8617 | 2.9101 | 2.9585 | 3.007 | 3.0554 | 3.1038
MENSTON | BRADFORD WEST | NPgY | NG FES - Two Degrees | Total PV capacity - domestic (MW) | BSP | 2.749 | 2.788 | 2.8307 | 2.9075 | 2.9757 | 3.0362 | 3.0898 | 3.1455 | 3.2134 | 3.3036 | 3.4255 | 3.5572 | 3.6875 | 3.8127 | 3.9309 | 4.0482 | 4.158 | 4.2591 | 4.3498 | 4.4308 | 4.503 | 4.5752 | 4.6474 | 4.7196 | 4.7918 | 4.864 | 4.9363 | 5.0085 | 5.0807 | 5.1529 | 5.2251 | 5.2974 | 5.3696 | 5.4418
MOSS ROAD | GRIMSBY WEST | NPgY | NG FES - Two Degrees | Total PV capacity - domestic (MW) | BSP | 0.86332 | 0.87557 | 0.889 | 0.94134 | 0.9878 | 1.029 | 1.0656 | 1.1035 | 1.1498 | 1.2113 | 1.2944 | 1.3841 | 1.473 | 1.5583 | 1.6388 | 1.7188 | 1.7936 | 1.8626 | 1.9243 | 1.9795 | 2.0287 | 2.078 | 2.1272 | 2.1764 | 2.2256 | 2.2748 | 2.3241 | 2.3733 | 2.4225 | 2.4717 | 2.5209 | 2.5702 | 2.6194 | 2.6686
OSGODBY 1/2 | DRAX | NPgY | NG FES - Two Degrees | Total PV capacity - domestic (MW) | BSP | 0 | 0 | 0 | 0 | 0 | 0 | 0 | 0 | 0 | 0 | 0 | 0 | 0 | 0 | 0 | 0 | 0 | 0 | 0 | 0 | 0 | 0 | 0 | 0 | 0 | 0 | 0 | 0 | 0 | 0 | 0 | 0 | 0 | 0
OSGODBY 3/4 | DRAX | NPgY | NG FES - Two Degrees | Total PV capacity - domestic (MW) | BSP | 0.74802 | 0.75863 | 0.77026 | 0.8616 | 0.94265 | 1.0146 | 1.0784 | 1.1446 | 1.2253 | 1.3325 | 1.4775 | 1.6341 | 1.7891 | 1.938 | 2.0785 | 2.218 | 2.3486 | 2.4689 | 2.5767 | 2.673 | 2.7588 | 2.8447 | 2.9306 | 3.0165 | 3.1023 | 3.1882 | 3.2741 | 3.36 | 3.4458 | 3.5317 | 3.6176 | 3.7035 | 3.7894 | 3.8752
RODLEY | SKELTON GRANGE | NPgY | NG FES - Two Degrees | Total PV capacity - domestic (MW) | BSP | 2.5808 | 2.6174 | 2.6575 | 2.7693 | 2.8685 | 2.9565 | 3.0345 | 3.1156 | 3.2143 | 3.3456 | 3.523 | 3.7146 | 3.9043 | 4.0864 | 4.2583 | 4.429 | 4.5888 | 4.736 | 4.8679 | 4.9857 | 5.0908 | 5.1959 | 5.301 | 5.406 | 5.5111 | 5.6162 | 5.7213 | 5.8264 | 5.9314 | 6.0365 | 6.1416 | 6.2467 | 6.3518 | 6.4568
SAINT ANDREWS ROAD 132/33KV | SKELTON GRANGE | NPgY | NG FES - Two Degrees | Total PV capacity - domestic (MW) | BSP | 2.8456 | 2.886 | 2.9302 | 3.0303 | 3.1192 | 3.198 | 3.2679 | 3.3405 | 3.4289 | 3.5465 | 3.7054 | 3.8771 | 4.047 | 4.2102 | 4.3641 | 4.517 | 4.6601 | 4.792 | 4.9102 | 5.0157 | 5.1098 | 5.2039 | 5.2981 | 5.3922 | 5.4863 | 5.5804 | 5.6746 | 5.7687 | 5.8628 | 5.9569 | 6.051 | 6.1452 | 6.2393 | 6.3334
SALTEND 132/33KV | SALTEND NORTH | NPgY | NG FES - Two Degrees | Total PV capacity - domestic (MW) | BSP | 0.0031936 | 0.0032389 | 0.0032886 | 0.0033675 | 0.0034376 | 0.0034999 | 0.003555 | 0.0036123 | 0.0036821 | 0.0037748 | 0.0039002 | 0.0040357 | 0.0041697 | 0.0042985 | 0.00442 | 0.0045406 | 0.0046536 | 0.0047576 | 0.0048509 | 0.0049341 | 0.0050084 | 0.0050827 | 0.0051569 | 0.0052312 | 0.0053054 | 0.0053797 | 0.005454 | 0.0055283 | 0.0056025 | 0.0056768 | 0.0057511 | 0.0058254 | 0.0058996 | 0.0059739
SANTON | KEADBY | NPgY | NG FES - Two Degrees | Total PV capacity - domestic (MW) | BSP | 6.1031 | 6.1896 | 6.2846 | 6.3746 | 6.4545 | 6.5254 | 6.5883 | 6.6536 | 6.7331 | 6.8389 | 6.9818 | 7.1362 | 7.289 | 7.4358 | 7.5743 | 7.7118 | 7.8405 | 7.9591 | 8.0654 | 8.1603 | 8.245 | 8.3296 | 8.4143 | 8.4989 | 8.5836 | 8.6682 | 8.7529 | 8.8376 | 8.9222 | 9.0069 | 9.0915 | 9.1762 | 9.2609 | 9.3455
SCUNTHORPE NORTH | KEADBY | NPgY | NG FES - Two Degrees | Total PV capacity - domestic (MW) | BSP | 3.1646 | 3.2095 | 3.2587 | 3.3198 | 3.3741 | 3.4223 | 3.465 | 3.5093 | 3.5633 | 3.6351 | 3.7322 | 3.837 | 3.9408 | 4.0405 | 4.1345 | 4.2279 | 4.3153 | 4.3959 | 4.468 | 4.5325 | 4.59 | 4.6475 | 4.7049 | 4.7624 | 4.8199 | 4.8774 | 4.9349 | 4.9924 | 5.0499 | 5.1074 | 5.1649 | 5.2224 | 5.2799 | 5.3373
SCUNTHORPE SOUTH | KEADBY | NPgY | NG FES - Two Degrees | Total PV capacity - domestic (MW) | BSP | 7.158 | 7.2595 | 7.3709 | 7.4787 | 7.5745 | 7.6594 | 7.7347 | 7.8129 | 7.9082 | 8.0349 | 8.2061 | 8.3911 | 8.5741 | 8.75 | 8.9159 | 9.0806 | 9.2348 | 9.3769 | 9.5042 | 9.6179 | 9.7193 | 9.8208 | 9.9222 | 10.0236 | 10.125 | 10.2264 | 10.3278 | 10.4292 | 10.5307 | 10.6321 | 10.7335 | 10.8349 | 10.9363 | 11.0378
SILSDEN | BRADFORD WEST | NPgY | NG FES - Two Degrees | Total PV capacity - domestic (MW) | BSP | 4.9651 | 5.0355 | 5.1128 | 5.2996 | 5.4654 | 5.6125 | 5.743 | 5.8785 | 6.0435 | 6.2629 | 6.5595 | 6.8799 | 7.1969 | 7.5015 | 7.7888 | 8.0741 | 8.3412 | 8.5873 | 8.8079 | 9.0048 | 9.1804 | 9.3561 | 9.5318 | 9.7074 | 9.883 | 10.0587 | 10.2344 | 10.4101 | 10.5857 | 10.7614 | 10.937 | 11.1127 | 11.2884 | 11.464
SOWERBY BRIDGE 132/33KV | ELLAND | NPgY | NG FES - Two Degrees | Total PV capacity - domestic (MW) | BSP | 3.4936 | 3.5431 | 3.5975 | 3.7082 | 3.8064 | 3.8937 | 3.971 | 4.0513 | 4.1491 | 4.2791 | 4.4549 | 4.6448 | 4.8327 | 5.0132 | 5.1835 | 5.3526 | 5.5109 | 5.6568 | 5.7875 | 5.9042 | 6.0083 | 6.1124 | 6.2165 | 6.3206 | 6.4247 | 6.5288 | 6.633 | 6.7371 | 6.8412 | 6.9453 | 7.0494 | 7.1535 | 7.2576 | 7.3618
STAYGATE | SKELTON GRANGE | NPgY | NG FES - Two Degrees | Total PV capacity - domestic (MW) | BSP | 2.8444 | 2.8848 | 2.929 | 3.0305 | 3.1205 | 3.2004 | 3.2712 | 3.3448 | 3.4344 | 3.5536 | 3.7146 | 3.8886 | 4.0608 | 4.2262 | 4.3822 | 4.5372 | 4.6822 | 4.8159 | 4.9356 | 5.0426 | 5.138 | 5.2334 | 5.3288 | 5.4241 | 5.5195 | 5.6149 | 5.7103 | 5.8057 | 5.9011 | 5.9965 | 6.0919 | 6.1873 | 6.2827 | 6.3781
THORNHILL 132KV | ELLAND | NPgY | NG FES - Two Degrees | Total PV capacity - domestic (MW) | BSP | 6.3562 | 6.4463 | 6.5452 | 6.7036 | 6.8442 | 6.969 | 7.0797 | 7.1945 | 7.3345 | 7.5206 | 7.7721 | 8.0438 | 8.3126 | 8.5709 | 8.8146 | 9.0566 | 9.2831 | 9.4918 | 9.6788 | 9.8458 | 9.9948 | 10.1438 | 10.2927 | 10.4417 | 10.5906 | 10.7396 | 10.8886 | 11.0375 | 11.1865 | 11.3355 | 11.4844 | 11.6334 | 11.7824 | 11.9314
WAKEFIELD MONCKTON ROAD | WEST MELTON SECTION 3 | NPgY | NG FES - Two Degrees | Total PV capacity - domestic (MW) | BSP | 2.3191 | 2.352 | 2.3881 | 2.4584 | 2.5208 | 2.5762 | 2.6253 | 2.6763 | 2.7385 | 2.8211 | 2.9327 | 3.0533 | 3.1727 | 3.2873 | 3.3955 | 3.5029 | 3.6034 | 3.6961 | 3.7791 | 3.8532 | 3.9194 | 3.9855 | 4.0516 | 4.1177 | 4.1839 | 4.25 | 4.3161 | 4.3823 | 4.4484 | 4.5145 | 4.5806 | 4.6468 | 4.7129 | 4.779
WAKEFIELD NORTH | SKELTON GRANGE | NPgY | NG FES - Two Degrees | Total PV capacity - domestic (MW) | BSP | 3.9308 | 3.9865 | 4.0477 | 4.1682 | 4.2752 | 4.3702 | 4.4544 | 4.5418 | 4.6483 | 4.7899 | 4.9813 | 5.1881 | 5.3927 | 5.5892 | 5.7747 | 5.9588 | 6.1312 | 6.29 | 6.4323 | 6.5594 | 6.6727 | 6.7861 | 6.8995 | 7.0128 | 7.1262 | 7.2395 | 7.3529 | 7.4663 | 7.5796 | 7.693 | 7.8063 | 7.9197 | 8.0331 | 8.1465
WEST MELTON | WEST MELTON SECTION 3 | NPgY | NG FES - Two Degrees | Total PV capacity - domestic (MW) | BSP | 10.2897 | 10.4357 | 10.5958 | 10.8039 | 10.9887 | 11.1526 | 11.298 | 11.4489 | 11.6328 | 11.8773 | 12.2077 | 12.5647 | 12.918 | 13.2574 | 13.5775 | 13.8954 | 14.1931 | 14.4673 | 14.713 | 14.9324 | 15.1281 | 15.3239 | 15.5196 | 15.7153 | 15.911 | 16.1067 | 16.3025 | 16.4982 | 16.6939 | 16.8897 | 17.0854 | 17.2812 | 17.4769 | 17.6726
WHINMOOR | FERRYBRIDGE B | NPgY | NG FES - Two Degrees | Total PV capacity - domestic (MW) | BSP | 3.8166 | 3.8707 | 3.9301 | 4.0421 | 4.1415 | 4.2297 | 4.3079 | 4.3891 | 4.488 | 4.6195 | 4.7973 | 4.9893 | 5.1794 | 5.3619 | 5.5341 | 5.7052 | 5.8653 | 6.0128 | 6.145 | 6.263 | 6.3683 | 6.4736 | 6.5789 | 6.6842 | 6.7895 | 6.8948 | 7.0001 | 7.1054 | 7.2106 | 7.316 | 7.4212 | 7.5266 | 7.6318 | 7.7371
WOLD NEWTON | KEADBY | NPgY | NG FES - Two Degrees | Total PV capacity - domestic (MW) | BSP | 5.3697 | 5.4459 | 5.5294 | 5.5892 | 5.6422 | 5.6892 | 5.7309 | 5.7742 | 5.827 | 5.8972 | 5.992 | 6.0944 | 6.1958 | 6.2931 | 6.385 | 6.4762 | 6.5616 | 6.6403 | 6.7108 | 6.7738 | 6.8299 | 6.8861 | 6.9423 | 6.9984 | 7.0546 | 7.1107 | 7.1669 | 7.2231 | 7.2792 | 7.3354 | 7.3916 | 7.4477 | 7.5039 | 7.5601
YARBOROUGH ROAD 132/33KV | GRIMSBY WEST | NPgY | NG FES - Two Degrees | Total PV capacity - domestic (MW) | BSP | 5.0114 | 5.0824 | 5.1604 | 5.2705 | 5.3683 | 5.455 | 5.5319 | 5.6118 | 5.7091 | 5.8385 | 6.0133 | 6.2022 | 6.3891 | 6.5686 | 6.738 | 6.9062 | 7.0637 | 7.2088 | 7.3388 | 7.4549 | 7.5584 | 7.662 | 7.7656 | 7.8691 | 7.9727 | 8.0762 | 8.1798 | 8.2833 | 8.3869 | 8.4905 | 8.594 | 8.6976 | 8.8011 | 8.9047

## TD_PV capacity - I&C and large
Bulk Supply Point Name | Grid Supply Point Connected to | Licence area | Scenario name | Output parameter_Unit | Substation Type in Forecasting Model | 2017 | 2018 | 2019 | 2020 | 2021 | 2022 | 2023 | 2024 | 2025 | 2026 | 2027 | 2028 | 2029 | 2030 | 2031 | 2032 | 2033 | 2034 | 2035 | 2036 | 2037 | 2038 | 2039 | 2040 | 2041 | 2042 | 2043 | 2044 | 2045 | 2046 | 2047 | 2048 | 2049 | 2050
ANNFIELD | STELLA SOUTH | NPgN | NG FES - Two Degrees | Total PV capacity - I&C and large (MW) | BSP | 4.9288 | 4.9555 | 4.9679 | 4.9907 | 5.011 | 5.0289 | 5.0449 | 5.0614 | 5.0816 | 5.1084 | 5.1446 | 5.1838 | 5.2225 | 5.2597 | 5.2948 | 5.3297 | 5.3623 | 5.3924 | 5.4194 | 5.4434 | 5.4649 | 5.4863 | 5.5078 | 5.5293 | 5.5507 | 5.5722 | 5.5936 | 5.6151 | 5.6366 | 5.658 | 5.6795 | 5.701 | 5.7224 | 5.7439
BARRACK ROAD | STELLA NORTH | NPgN | NG FES - Two Degrees | Total PV capacity - I&C and large (MW) | BSP | 0.57882 | 0.59864 | 0.60783 | 0.62766 | 0.64526 | 0.66089 | 0.67475 | 0.68912 | 0.70666 | 0.72997 | 0.76145 | 0.79547 | 0.82913 | 0.86148 | 0.89199 | 0.9223 | 0.95066 | 0.97678 | 1.0002 | 1.0211 | 1.0398 | 1.0584 | 1.0771 | 1.0957 | 1.1144 | 1.133 | 1.1517 | 1.1703 | 1.189 | 1.2077 | 1.2263 | 1.2449 | 1.2636 | 1.2822
BLUCHER | STELLA NORTH | NPgN | NG FES - Two Degrees | Total PV capacity - I&C and large (MW) | BSP | 0.50261 | 0.51982 | 0.5278 | 0.53711 | 0.54537 | 0.55271 | 0.55921 | 0.56596 | 0.57419 | 0.58513 | 0.59991 | 0.61588 | 0.63168 | 0.64687 | 0.66118 | 0.67541 | 0.68872 | 0.70099 | 0.71198 | 0.72179 | 0.73055 | 0.73931 | 0.74806 | 0.75682 | 0.76558 | 0.77433 | 0.78308 | 0.79184 | 0.8006 | 0.80936 | 0.81811 | 0.82686 | 0.83562 | 0.84437
BOWESFIELD | NORTON | NPgN | NG FES - Two Degrees | Total PV capacity - I&C and large (MW) | BSP | 4.5624 | 4.592 | 4.6057 | 4.6361 | 4.6631 | 4.687 | 4.7083 | 4.7303 | 4.7572 | 4.793 | 4.8413 | 4.8934 | 4.9451 | 4.9947 | 5.0414 | 5.0879 | 5.1314 | 5.1715 | 5.2074 | 5.2395 | 5.2681 | 5.2967 | 5.3253 | 5.3539 | 5.3825 | 5.4111 | 5.4397 | 5.4683 | 5.4969 | 5.5255 | 5.5541 | 5.5827 | 5.6113 | 5.6399
CHIRTON GRANGE | TYNEMOUTH | NPgN | NG FES - Two Degrees | Total PV capacity - I&C and large (MW) | BSP | 0.22255 | 0.23018 | 0.23371 | 0.25024 | 0.26491 | 0.27794 | 0.28949 | 0.30147 | 0.31609 | 0.33551 | 0.36176 | 0.39011 | 0.41817 | 0.44514 | 0.47056 | 0.49583 | 0.51946 | 0.54124 | 0.56076 | 0.57819 | 0.59373 | 0.60928 | 0.62483 | 0.64039 | 0.65593 | 0.67148 | 0.68702 | 0.70257 | 0.71812 | 0.73367 | 0.74921 | 0.76476 | 0.78031 | 0.79585
COALBURNS | STELLA SOUTH | NPgN | NG FES - Two Degrees | Total PV capacity - I&C and large (MW) | BSP | 0.60444 | 0.62514 | 0.63474 | 0.65164 | 0.66663 | 0.67994 | 0.69175 | 0.704 | 0.71895 | 0.7388 | 0.76562 | 0.79461 | 0.82329 | 0.85085 | 0.87684 | 0.90267 | 0.92683 | 0.94909 | 0.96904 | 0.98686 | 1.0027 | 1.0186 | 1.0345 | 1.0504 | 1.0663 | 1.0822 | 1.0981 | 1.114 | 1.1299 | 1.1458 | 1.1617 | 1.1776 | 1.1935 | 1.2094
DARLINGTON CENTRAL | NORTON | NPgN | NG FES - Two Degrees | Total PV capacity - I&C and large (MW) | BSP | 5.6662 | 5.689 | 5.6996 | 5.7156 | 5.7299 | 5.7426 | 5.7538 | 5.7655 | 5.7797 | 5.7986 | 5.8241 | 5.8517 | 5.879 | 5.9052 | 5.9299 | 5.9545 | 5.9775 | 5.9987 | 6.0176 | 6.0346 | 6.0497 | 6.0648 | 6.08 | 6.0951 | 6.1102 | 6.1253 | 6.1404 | 6.1556 | 6.1707 | 6.1858 | 6.2009 | 6.2161 | 6.2312 | 6.2463
DARLINGTON NORTH | NORTON | NPgN | NG FES - Two Degrees | Total PV capacity - I&C and large (MW) | BSP | 4.3077 | 4.3268 | 4.3356 | 4.3504 | 4.3635 | 4.3751 | 4.3854 | 4.3961 | 4.4092 | 4.4265 | 4.45 | 4.4753 | 4.5004 | 4.5244 | 4.5471 | 4.5697 | 4.5908 | 4.6103 | 4.6277 | 4.6432 | 4.6571 | 4.671 | 4.6849 | 4.6988 | 4.7127 | 4.7266 | 4.7404 | 4.7543 | 4.7682 | 4.7821 | 4.796 | 4.8099 | 4.8237 | 4.8376
DUNSTON | STELLA NORTH | NPgN | NG FES - Two Degrees | Total PV capacity - I&C and large (MW) | BSP | 0.95205 | 0.98465 | 0.99977 | 1.0316 | 1.0598 | 1.0849 | 1.1072 | 1.1302 | 1.1584 | 1.1958 | 1.2463 | 1.3009 | 1.3549 | 1.4068 | 1.4558 | 1.5044 | 1.55 | 1.5919 | 1.6295 | 1.663 | 1.6929 | 1.7229 | 1.7528 | 1.7828 | 1.8127 | 1.8426 | 1.8726 | 1.9025 | 1.9324 | 1.9624 | 1.9923 | 2.0222 | 2.0522 | 2.0821
FLATWORTH | TYNEMOUTH | NPgN | NG FES - Two Degrees | Total PV capacity - I&C and large (MW) | BSP | 0.12252 | 0.12671 | 0.12866 | 0.13547 | 0.14152 | 0.14688 | 0.15164 | 0.15658 | 0.1626 | 0.1706 | 0.18142 | 0.1931 | 0.20466 | 0.21577 | 0.22624 | 0.23665 | 0.24639 | 0.25536 | 0.26341 | 0.27059 | 0.27699 | 0.2834 | 0.2898 | 0.29621 | 0.30262 | 0.30902 | 0.31543 | 0.32183 | 0.32824 | 0.33465 | 0.34105 | 0.34746 | 0.35386 | 0.36027
GOSFORTH | TYNEMOUTH | NPgN | NG FES - Two Degrees | Total PV capacity - I&C and large (MW) | BSP | 0.97984 | 1.0134 | 1.0289 | 1.0421 | 1.0537 | 1.0641 | 1.0733 | 1.0828 | 1.0944 | 1.1098 | 1.1307 | 1.1532 | 1.1755 | 1.1969 | 1.2171 | 1.2372 | 1.2559 | 1.2732 | 1.2888 | 1.3026 | 1.3149 | 1.3273 | 1.3397 | 1.352 | 1.3644 | 1.3767 | 1.3891 | 1.4014 | 1.4138 | 1.4261 | 1.4385 | 1.4508 | 1.4632 | 1.4755
HARROGATE 132/33KV | KNARESBOROUGH | NPgN | NG FES - Two Degrees | Total PV capacity - I&C and large (MW) | BSP | 1.4133 | 1.4454 | 1.4603 | 1.4764 | 1.4908 | 1.5035 | 1.5147 | 1.5264 | 1.5407 | 1.5596 | 1.5852 | 1.6128 | 1.6402 | 1.6665 | 1.6913 | 1.7159 | 1.739 | 1.7602 | 1.7792 | 1.7962 | 1.8114 | 1.8265 | 1.8417 | 1.8569 | 1.872 | 1.8872 | 1.9023 | 1.9175 | 1.9327 | 1.9478 | 1.963 | 1.9781 | 1.9933 | 2.0085
HUSTHWAITE | KNARESBOROUGH | NPgN | NG FES - Two Degrees | Total PV capacity - I&C and large (MW) | BSP | 8.3712 | 8.3992 | 8.4122 | 8.4272 | 8.4404 | 8.4522 | 8.4627 | 8.4735 | 8.4868 | 8.5043 | 8.5281 | 8.5538 | 8.5792 | 8.6036 | 8.6266 | 8.6494 | 8.6708 | 8.6906 | 8.7082 | 8.724 | 8.7381 | 8.7521 | 8.7662 | 8.7803 | 8.7944 | 8.8084 | 8.8225 | 8.8366 | 8.8507 | 8.8647 | 8.8788 | 8.8929 | 8.9069 | 8.921
LEEMING BAR_SKEEBY | NORTON | NPgN | NG FES - Two Degrees | Total PV capacity - I&C and large (MW) | BSP | 27.2228 | 27.3314 | 27.3818 | 27.4393 | 27.4904 | 27.5357 | 27.5759 | 27.6176 | 27.6685 | 27.7361 | 27.8275 | 27.9261 | 28.0238 | 28.1177 | 28.2062 | 28.2941 | 28.3764 | 28.4522 | 28.5201 | 28.5808 | 28.6349 | 28.689 | 28.7431 | 28.7973 | 28.8514 | 28.9055 | 28.9596 | 29.0137 | 29.0678 | 29.122 | 29.176 | 29.2302 | 29.2843 | 29.3384
LINTON | BLYTH 132kV | NPgN | NG FES - Two Degrees | Total PV capacity - I&C and large (MW) | BSP | 0.9223 | 0.95388 | 0.96853 | 0.9999 | 1.0277 | 1.0525 | 1.0744 | 1.0971 | 1.1249 | 1.1617 | 1.2115 | 1.2653 | 1.3186 | 1.3698 | 1.418 | 1.466 | 1.5108 | 1.5522 | 1.5892 | 1.6223 | 1.6518 | 1.6813 | 1.7108 | 1.7403 | 1.7698 | 1.7993 | 1.8288 | 1.8583 | 1.8879 | 1.9174 | 1.9469 | 1.9764 | 2.0059 | 2.0354
MALTON GRID | OSBALDWICK | NPgN | NG FES - Two Degrees | Total PV capacity - I&C and large (MW) | BSP | 6.02 | 6.0895 | 6.1217 | 6.166 | 6.2053 | 6.2401 | 6.2711 | 6.3032 | 6.3423 | 6.3943 | 6.4646 | 6.5405 | 6.6156 | 6.6878 | 6.7559 | 6.8236 | 6.8869 | 6.9452 | 6.9974 | 7.0441 | 7.0857 | 7.1274 | 7.169 | 7.2106 | 7.2523 | 7.2939 | 7.3355 | 7.3771 | 7.4188 | 7.4604 | 7.502 | 7.5437 | 7.5853 | 7.6269
MELROSEGATE | OSBALDWICK | NPgN | NG FES - Two Degrees | Total PV capacity - I&C and large (MW) | BSP | 1.6272 | 1.6829 | 1.7087 | 1.7416 | 1.7707 | 1.7966 | 1.8195 | 1.8433 | 1.8724 | 1.9109 | 1.9631 | 2.0194 | 2.0751 | 2.1287 | 2.1791 | 2.2293 | 2.2763 | 2.3195 | 2.3583 | 2.3929 | 2.4238 | 2.4547 | 2.4855 | 2.5164 | 2.5473 | 2.5782 | 2.6091 | 2.6399 | 2.6708 | 2.7017 | 2.7326 | 2.7635 | 2.7943 | 2.8252
NORTH TEES | NORTON | NPgN | NG FES - Two Degrees | Total PV capacity - I&C and large (MW) | BSP | 12.6035 | 12.6479 | 12.6685 | 12.707 | 12.7411 | 12.7713 | 12.7982 | 12.826 | 12.86 | 12.9051 | 12.9661 | 13.032 | 13.0972 | 13.1599 | 13.2189 | 13.2777 | 13.3326 | 13.3832 | 13.4286 | 13.4691 | 13.5052 | 13.5413 | 13.5775 | 13.6136 | 13.6497 | 13.6859 | 13.722 | 13.7581 | 13.7942 | 13.8304 | 13.8665 | 13.9026 | 13.9388 | 13.9749
POTTER HOUSE | SPENNYMOOR | NPgN | NG FES - Two Degrees | Total PV capacity - I&C and large (MW) | BSP | 0.63022 | 0.6518 | 0.66181 | 0.6912 | 0.71727 | 0.74042 | 0.76096 | 0.78225 | 0.80824 | 0.84276 | 0.8894 | 0.9398 | 0.98967 | 1.0376 | 1.0828 | 1.1277 | 1.1697 | 1.2084 | 1.2431 | 1.2741 | 1.3017 | 1.3294 | 1.357 | 1.3846 | 1.4123 | 1.4399 | 1.4675 | 1.4952 | 1.5228 | 1.5505 | 1.5781 | 1.6057 | 1.6333 | 1.661
RAVENSWORTH | STELLA SOUTH | NPgN | NG FES - Two Degrees | Total PV capacity - I&C and large (MW) | BSP | 0.53474 | 0.55305 | 0.56154 | 0.57399 | 0.58504 | 0.59485 | 0.60355 | 0.61257 | 0.62358 | 0.63821 | 0.65797 | 0.67932 | 0.70046 | 0.72076 | 0.73991 | 0.75894 | 0.77674 | 0.79314 | 0.80784 | 0.82096 | 0.83267 | 0.84438 | 0.85609 | 0.8678 | 0.87951 | 0.89121 | 0.90292 | 0.91463 | 0.92634 | 0.93805 | 0.94975 | 0.96146 | 0.97317 | 0.98488
SCARBOROUGH GRID | OSBALDWICK | NPgN | NG FES - Two Degrees | Total PV capacity - I&C and large (MW) | BSP | 1.0235 | 1.0585 | 1.0748 | 1.0999 | 1.1222 | 1.142 | 1.1596 | 1.1778 | 1.2 | 1.2295 | 1.2694 | 1.3125 | 1.3551 | 1.3961 | 1.4347 | 1.4731 | 1.509 | 1.5421 | 1.5718 | 1.5983 | 1.6219 | 1.6455 | 1.6692 | 1.6928 | 1.7164 | 1.74 | 1.7637 | 1.7873 | 1.8109 | 1.8346 | 1.8582 | 1.8818 | 1.9054 | 1.929
SEAL SANDS | SALTHOLME | NPgN | NG FES - Two Degrees | Total PV capacity - I&C and large (MW) | BSP | 0.023886 | 0.024704 | 0.025083 | 0.025217 | 0.025336 | 0.025442 | 0.025536 | 0.025634 | 0.025752 | 0.02591 | 0.026123 | 0.026354 | 0.026582 | 0.026801 | 0.027008 | 0.027213 | 0.027405 | 0.027582 | 0.027741 | 0.027882 | 0.028008 | 0.028135 | 0.028261 | 0.028388 | 0.028514 | 0.02864 | 0.028767 | 0.028893 | 0.029019 | 0.029146 | 0.029272 | 0.029398 | 0.029525 | 0.029651
SPADEADAM 33KV | SPADEADAM | NPgN | NG FES - Two Degrees | Total PV capacity - I&C and large (MW) | BSP | 0.013251 | 0.013705 | 0.013915 | 0.014996 | 0.015955 | 0.016807 | 0.017562 | 0.018346 | 0.019302 | 0.020572 | 0.022288 | 0.024142 | 0.025976 | 0.02774 | 0.029402 | 0.031054 | 0.0326 | 0.034024 | 0.0353 | 0.03644 | 0.037456 | 0.038473 | 0.03949 | 0.040507 | 0.041523 | 0.04254 | 0.043556 | 0.044573 | 0.04559 | 0.046607 | 0.047623 | 0.048639 | 0.049656 | 0.050672
SPENNYMOOR 132/66KV | SPENNYMOOR | NPgN | NG FES - Two Degrees | Total PV capacity - I&C and large (MW) | BSP | 1.8011 | 1.8628 | 1.8914 | 1.9274 | 1.9593 | 1.9876 | 2.0127 | 2.0388 | 2.0706 | 2.1128 | 2.1699 | 2.2315 | 2.2925 | 2.3512 | 2.4065 | 2.4614 | 2.5128 | 2.5602 | 2.6026 | 2.6405 | 2.6743 | 2.7081 | 2.7419 | 2.7758 | 2.8096 | 2.8434 | 2.8772 | 2.911 | 2.9448 | 2.9786 | 3.0124 | 3.0462 | 3.0801 | 3.1139
TORONTO | SPENNYMOOR | NPgN | NG FES - Two Degrees | Total PV capacity - I&C and large (MW) | BSP | 1.098 | 1.1356 | 1.153 | 1.1811 | 1.206 | 1.2281 | 1.2477 | 1.268 | 1.2928 | 1.3258 | 1.3703 | 1.4184 | 1.466 | 1.5118 | 1.5549 | 1.5978 | 1.6379 | 1.6749 | 1.708 | 1.7376 | 1.764 | 1.7903 | 1.8167 | 1.8431 | 1.8695 | 1.8959 | 1.9223 | 1.9487 | 1.975 | 2.0014 | 2.0278 | 2.0542 | 2.0806 | 2.107
WORMALD GREEN 132/33KV | KNARESBOROUGH | NPgN | NG FES - Two Degrees | Total PV capacity - I&C and large (MW) | BSP | 5.5707 | 5.6378 | 5.669 | 5.6891 | 5.7069 | 5.7228 | 5.7368 | 5.7514 | 5.7692 | 5.7928 | 5.8247 | 5.8592 | 5.8933 | 5.9261 | 5.9571 | 5.9878 | 6.0165 | 6.043 | 6.0668 | 6.088 | 6.1069 | 6.1258 | 6.1447 | 6.1636 | 6.1825 | 6.2015 | 6.2204 | 6.2393 | 6.2582 | 6.2771 | 6.296 | 6.3149 | 6.3338 | 6.3527
ATTERCLIFFE | WEST MELTON / THORPE MARSH | NPgY | NG FES - Two Degrees | Total PV capacity - I&C and large (MW) | BSP | 0.3444 | 0.35101 | 0.3564 | 0.36208 | 0.36713 | 0.37161 | 0.37558 | 0.37971 | 0.38473 | 0.39141 | 0.40044 | 0.41019 | 0.41985 | 0.42912 | 0.43787 | 0.44655 | 0.45468 | 0.46218 | 0.46889 | 0.47488 | 0.48023 | 0.48558 | 0.49093 | 0.49628 | 0.50162 | 0.50697 | 0.51232 | 0.51767 | 0.52301 | 0.52836 | 0.53371 | 0.53906 | 0.54441 | 0.54975
BARUGH 132/66KV | WEST MELTON SECTION 3 | NPgY | NG FES - Two Degrees | Total PV capacity - I&C and large (MW) | BSP | 0.83576 | 0.85181 | 0.86488 | 0.88115 | 0.8956 | 0.90842 | 0.91978 | 0.93159 | 0.94597 | 0.96508 | 0.99092 | 1.0188 | 1.0465 | 1.073 | 1.098 | 1.1229 | 1.1462 | 1.1676 | 1.1868 | 1.204 | 1.2193 | 1.2346 | 1.2499 | 1.2652 | 1.2805 | 1.2958 | 1.3111 | 1.3264 | 1.3417 | 1.357 | 1.3723 | 1.3876 | 1.4029 | 1.4182
BEESTON ROYDS 132/33KV | KIRKSTALL B | NPgY | NG FES - Two Degrees | Total PV capacity - I&C and large (MW) | BSP | 0.86558 | 0.8822 | 0.89573 | 0.9049 | 0.91303 | 0.92025 | 0.92665 | 0.93329 | 0.94139 | 0.95215 | 0.9667 | 0.98241 | 0.99797 | 1.0129 | 1.027 | 1.041 | 1.0541 | 1.0662 | 1.077 | 1.0866 | 1.0953 | 1.1039 | 1.1125 | 1.1211 | 1.1297 | 1.1383 | 1.147 | 1.1556 | 1.1642 | 1.1728 | 1.1814 | 1.1901 | 1.1987 | 1.2073
BEVERLEY 132/33KV | CREYKE BECK | NPgY | NG FES - Two Degrees | Total PV capacity - I&C and large (MW) | BSP | 3.5589 | 3.6181 | 3.6663 | 3.7616 | 3.8462 | 3.9212 | 3.9878 | 4.0569 | 4.1411 | 4.253 | 4.4043 | 4.5677 | 4.7294 | 4.8848 | 5.0314 | 5.1769 | 5.3132 | 5.4387 | 5.5512 | 5.6516 | 5.7412 | 5.8309 | 5.9205 | 6.0101 | 6.0996 | 6.1893 | 6.2789 | 6.3685 | 6.4581 | 6.5477 | 6.6373 | 6.7269 | 6.8165 | 6.9061
BINGLEY 132/33KV | BRADFORD WEST | NPgY | NG FES - Two Degrees | Total PV capacity - I&C and large (MW) | BSP | 0.50959 | 0.51938 | 0.52734 | 0.53549 | 0.54271 | 0.54913 | 0.55481 | 0.56072 | 0.56791 | 0.57748 | 0.5904 | 0.60437 | 0.61819 | 0.63146 | 0.64399 | 0.65643 | 0.66807 | 0.6788 | 0.68841 | 0.69699 | 0.70465 | 0.71231 | 0.71996 | 0.72762 | 0.73527 | 0.74293 | 0.75059 | 0.75825 | 0.7659 | 0.77356 | 0.78122 | 0.78888 | 0.79653 | 0.80419
BLACKBURN MEADOWS B | WEST MELTON / THORPE MARSH | NPgY | NG FES - Two Degrees | Total PV capacity - I&C and large (MW) | BSP | 0.17344 | 0.17677 | 0.17949 | 0.18211 | 0.18444 | 0.1865 | 0.18834 | 0.19024 | 0.19256 | 0.19564 | 0.1998 | 0.2043 | 0.20875 | 0.21303 | 0.21707 | 0.22107 | 0.22483 | 0.22828 | 0.23138 | 0.23414 | 0.23661 | 0.23908 | 0.24155 | 0.24401 | 0.24648 | 0.24895 | 0.25141 | 0.25388 | 0.25635 | 0.25881 | 0.26128 | 0.26375 | 0.26622 | 0.26868
BLYTON | KEADBY | NPgY | NG FES - Two Degrees | Total PV capacity - I&C and large (MW) | BSP | 12.0904 | 12.1356 | 12.1724 | 12.2125 | 12.2481 | 12.2797 | 12.3078 | 12.3369 | 12.3723 | 12.4195 | 12.4832 | 12.552 | 12.6201 | 12.6856 | 12.7473 | 12.8086 | 12.866 | 12.9188 | 12.9662 | 13.0085 | 13.0463 | 13.084 | 13.1217 | 13.1595 | 13.1972 | 13.2349 | 13.2727 | 13.3104 | 13.3482 | 13.3859 | 13.4236 | 13.4614 | 13.4991 | 13.5369
BRADFORD | BRADFORD WEST | NPgY | NG FES - Two Degrees | Total PV capacity - I&C and large (MW) | BSP | 0.48677 | 0.49612 | 0.50373 | 0.51386 | 0.52285 | 0.53083 | 0.53791 | 0.54525 | 0.5542 | 0.5661 | 0.58219 | 0.59956 | 0.61676 | 0.63328 | 0.64886 | 0.66433 | 0.67882 | 0.69217 | 0.70413 | 0.71481 | 0.72433 | 0.73386 | 0.74339 | 0.75291 | 0.76244 | 0.77197 | 0.7815 | 0.79102 | 0.80055 | 0.81008 | 0.8196 | 0.82913 | 0.83866 | 0.84819
BRAMHAM | FERRYBRIDGE B | NPgY | NG FES - Two Degrees | Total PV capacity - I&C and large (MW) | BSP | 7.8081 | 7.8284 | 7.845 | 7.8825 | 7.9157 | 7.9453 | 7.9714 | 7.9986 | 8.0318 | 8.0758 | 8.1353 | 8.1996 | 8.2633 | 8.3244 | 8.382 | 8.4393 | 8.4929 | 8.5423 | 8.5866 | 8.6261 | 8.6613 | 8.6966 | 8.7319 | 8.7671 | 8.8024 | 8.8376 | 8.8729 | 8.9081 | 8.9434 | 8.9786 | 9.0139 | 9.0492 | 9.0844 | 9.1197
BRANSHOLME | CREYKE BECK | NPgY | NG FES - Two Degrees | Total PV capacity - I&C and large (MW) | BSP | 8.6004 | 8.608 | 8.6143 | 8.6233 | 8.6313 | 8.6383 | 8.6446 | 8.6511 | 8.6591 | 8.6696 | 8.6839 | 8.6993 | 8.7145 | 8.7292 | 8.743 | 8.7567 | 8.7695 | 8.7814 | 8.792 | 8.8015 | 8.8099 | 8.8184 | 8.8268 | 8.8352 | 8.8437 | 8.8521 | 8.8606 | 8.869 | 8.8775 | 8.8859 | 8.8944 | 8.9028 | 8.9113 | 8.9197
BRIGHOUSE 132/33KV | ELLAND | NPgY | NG FES - Two Degrees | Total PV capacity - I&C and large (MW) | BSP | 0.74214 | 0.75639 | 0.76799 | 0.78333 | 0.79695 | 0.80903 | 0.81975 | 0.83087 | 0.84443 | 0.86245 | 0.8868 | 0.91311 | 0.93915 | 0.96416 | 0.98776 | 1.0112 | 1.0331 | 1.0533 | 1.0714 | 1.0876 | 1.102 | 1.1165 | 1.1309 | 1.1453 | 1.1597 | 1.1742 | 1.1886 | 1.203 | 1.2174 | 1.2319 | 1.2463 | 1.2607 | 1.2752 | 1.2896
DONCASTER B/THORPE MARSH | WEST MELTON / THORPE MARSH | NPgY | NG FES - Two Degrees | Total PV capacity - I&C and large (MW) | BSP | 13.7185 | 13.7508 | 13.777 | 13.8331 | 13.8829 | 13.927 | 13.9662 | 14.0068 | 14.0564 | 14.1222 | 14.2112 | 14.3074 | 14.4026 | 14.494 | 14.5802 | 14.6659 | 14.746 | 14.8199 | 14.8861 | 14.9452 | 14.9979 | 15.0506 | 15.1034 | 15.1561 | 15.2088 | 15.2615 | 15.3142 | 15.367 | 15.4197 | 15.4724 | 15.5251 | 15.5779 | 15.6306 | 15.6833
DONCASTER CENTRAL | WEST MELTON / THORPE MARSH | NPgY | NG FES - Two Degrees | Total PV capacity - I&C and large (MW) | BSP | 0.18916 | 0.19279 | 0.19575 | 0.20447 | 0.21221 | 0.21907 | 0.22516 | 0.23149 | 0.23919 | 0.24943 | 0.26328 | 0.27823 | 0.29303 | 0.30725 | 0.32066 | 0.33398 | 0.34645 | 0.35793 | 0.36823 | 0.37742 | 0.38562 | 0.39382 | 0.40202 | 0.41022 | 0.41842 | 0.42662 | 0.43482 | 0.44302 | 0.45122 | 0.45942 | 0.46761 | 0.47582 | 0.48402 | 0.49221
DRIFFIELD/BEVERLEY GROUP | CREYKE BECK | NPgY | NG FES - Two Degrees | Total PV capacity - I&C and large (MW) | BSP | 9.8512 | 9.9664 | 10.0602 | 10.2188 | 10.3596 | 10.4845 | 10.5952 | 10.7102 | 10.8503 | 11.0366 | 11.2884 | 11.5603 | 11.8295 | 12.088 | 12.3319 | 12.5742 | 12.8009 | 13.0098 | 13.197 | 13.3642 | 13.5133 | 13.6625 | 13.8116 | 13.9607 | 14.1098 | 14.2589 | 14.4081 | 14.5572 | 14.7063 | 14.8554 | 15.0045 | 15.1537 | 15.3028 | 15.4519
FEATHERSTONE | FERRYBRIDGE B | NPgY | NG FES - Two Degrees | Total PV capacity - I&C and large (MW) | BSP | 0.9358 | 0.95377 | 0.9684 | 0.97983 | 0.98997 | 0.99897 | 1.007 | 1.0152 | 1.0253 | 1.0388 | 1.0569 | 1.0765 | 1.0959 | 1.1145 | 1.1321 | 1.1496 | 1.1659 | 1.181 | 1.1944 | 1.2065 | 1.2172 | 1.228 | 1.2387 | 1.2495 | 1.2602 | 1.271 | 1.2817 | 1.2925 | 1.3032 | 1.314 | 1.3247 | 1.3354 | 1.3462 | 1.3569
GIRLINGTON | BRADFORD WEST | NPgY | NG FES - Two Degrees | Total PV capacity - I&C and large (MW) | BSP | 0.327 | 0.33327 | 0.33839 | 0.34413 | 0.34923 | 0.35375 | 0.35776 | 0.36193 | 0.367 | 0.37375 | 0.38287 | 0.39272 | 0.40247 | 0.41183 | 0.42067 | 0.42944 | 0.43765 | 0.44522 | 0.452 | 0.45805 | 0.46346 | 0.46886 | 0.47426 | 0.47966 | 0.48506 | 0.49046 | 0.49586 | 0.50126 | 0.50666 | 0.51206 | 0.51746 | 0.52287 | 0.52827 | 0.53367
HALIFAX 132/33KV | ELLAND | NPgY | NG FES - Two Degrees | Total PV capacity - I&C and large (MW) | BSP | 0.40107 | 0.40877 | 0.41504 | 0.42396 | 0.43187 | 0.43889 | 0.44512 | 0.45159 | 0.45946 | 0.46994 | 0.48409 | 0.49938 | 0.51451 | 0.52905 | 0.54276 | 0.55638 | 0.56913 | 0.58087 | 0.5914 | 0.60079 | 0.60918 | 0.61756 | 0.62595 | 0.63433 | 0.64271 | 0.6511 | 0.65948 | 0.66786 | 0.67625 | 0.68463 | 0.69301 | 0.7014 | 0.70978 | 0.71817
HECKMONDWIKE | SKELTON GRANGE | NPgY | NG FES - Two Degrees | Total PV capacity - I&C and large (MW) | BSP | 0.26809 | 0.27324 | 0.27743 | 0.28651 | 0.29457 | 0.30172 | 0.30806 | 0.31465 | 0.32267 | 0.33334 | 0.34776 | 0.36333 | 0.37875 | 0.39355 | 0.40752 | 0.42139 | 0.43438 | 0.44634 | 0.45706 | 0.46663 | 0.47517 | 0.48371 | 0.49225 | 0.50079 | 0.50933 | 0.51787 | 0.52641 | 0.53495 | 0.54349 | 0.55203 | 0.56057 | 0.56911 | 0.57765 | 0.58619
HOLMFIELD | BRADFORD WEST | NPgY | NG FES - Two Degrees | Total PV capacity - I&C and large (MW) | BSP | 1.201 | 1.2183 | 1.2324 | 1.2538 | 1.2728 | 1.2897 | 1.3046 | 1.3202 | 1.3391 | 1.3643 | 1.3983 | 1.435 | 1.4714 | 1.5063 | 1.5392 | 1.5719 | 1.6026 | 1.6308 | 1.6561 | 1.6787 | 1.6988 | 1.719 | 1.7391 | 1.7592 | 1.7794 | 1.7995 | 1.8197 | 1.8398 | 1.8599 | 1.8801 | 1.9002 | 1.9204 | 1.9405 | 1.9607
HULL EAST 132/33KV | SALTEND NORTH | NPgY | NG FES - Two Degrees | Total PV capacity - I&C and large (MW) | BSP | 6.8649 | 6.9055 | 6.9386 | 6.9786 | 7.0141 | 7.0456 | 7.0735 | 7.1026 | 7.1379 | 7.1849 | 7.2484 | 7.317 | 7.3849 | 7.4501 | 7.5116 | 7.5727 | 7.6299 | 7.6826 | 7.7298 | 7.772 | 7.8096 | 7.8472 | 7.8848 | 7.9224 | 7.96 | 7.9976 | 8.0352 | 8.0729 | 8.1105 | 8.1481 | 8.1857 | 8.2233 | 8.2609 | 8.2985
HULL SOUTH | CREYKE BECK | NPgY | NG FES - Two Degrees | Total PV capacity - I&C and large (MW) | BSP | 0.74731 | 0.76166 | 0.77334 | 0.78619 | 0.7976 | 0.80772 | 0.81669 | 0.82601 | 0.83736 | 0.85245 | 0.87285 | 0.89489 | 0.91669 | 0.93764 | 0.95741 | 0.97703 | 0.9954 | 1.0123 | 1.0275 | 1.041 | 1.0531 | 1.0652 | 1.0773 | 1.0894 | 1.1015 | 1.1135 | 1.1256 | 1.1377 | 1.1498 | 1.1619 | 1.1739 | 1.186 | 1.1981 | 1.2102
HULL WEST | CREYKE BECK | NPgY | NG FES - Two Degrees | Total PV capacity - I&C and large (MW) | BSP | 2.86 | 2.9149 | 2.9596 | 3.0213 | 3.076 | 3.1246 | 3.1677 | 3.2125 | 3.267 | 3.3394 | 3.4374 | 3.5432 | 3.6479 | 3.7485 | 3.8433 | 3.9376 | 4.0258 | 4.1071 | 4.1799 | 4.2449 | 4.3029 | 4.361 | 4.419 | 4.477 | 4.535 | 4.593 | 4.651 | 4.709 | 4.767 | 4.825 | 4.883 | 4.9411 | 4.9991 | 5.0571
HUMBERSTON | GRIMSBY WEST | NPgY | NG FES - Two Degrees | Total PV capacity - I&C and large (MW) | BSP | 0.25149 | 0.25632 | 0.26025 | 0.26829 | 0.27543 | 0.28177 | 0.28739 | 0.29322 | 0.30032 | 0.30977 | 0.32254 | 0.33633 | 0.34998 | 0.3631 | 0.37547 | 0.38775 | 0.39925 | 0.40985 | 0.41935 | 0.42782 | 0.43539 | 0.44295 | 0.45051 | 0.45808 | 0.46564 | 0.4732 | 0.48077 | 0.48833 | 0.49589 | 0.50346 | 0.51102 | 0.51858 | 0.52615 | 0.53371
HUNNINGLEY | WEST MELTON SECTION 3 | NPgY | NG FES - Two Degrees | Total PV capacity - I&C and large (MW) | BSP | 0.28842 | 0.29396 | 0.29847 | 0.30555 | 0.31183 | 0.3174 | 0.32234 | 0.32747 | 0.33372 | 0.34203 | 0.35326 | 0.36539 | 0.3774 | 0.38894 | 0.39982 | 0.41062 | 0.42074 | 0.43006 | 0.43841 | 0.44587 | 0.45252 | 0.45918 | 0.46583 | 0.47248 | 0.47913 | 0.48578 | 0.49244 | 0.49909 | 0.50574 | 0.5124 | 0.51905 | 0.5257 | 0.53235 | 0.53901
HUNSHELF | WEST MELTON SECTION 3 | NPgY | NG FES - Two Degrees | Total PV capacity - I&C and large (MW) | BSP | 0.47893 | 0.48812 | 0.49561 | 0.50281 | 0.50921 | 0.51489 | 0.51992 | 0.52514 | 0.53151 | 0.53997 | 0.55141 | 0.56377 | 0.576 | 0.58774 | 0.59883 | 0.60983 | 0.62013 | 0.62963 | 0.63813 | 0.64573 | 0.6525 | 0.65928 | 0.66605 | 0.67283 | 0.6796 | 0.68638 | 0.69316 | 0.69993 | 0.70671 | 0.71348 | 0.72026 | 0.72703 | 0.73381 | 0.74058
IMMINGHAM | GRIMSBY WEST | NPgY | NG FES - Two Degrees | Total PV capacity - I&C and large (MW) | BSP | 1.2419 | 1.2658 | 1.2852 | 1.2969 | 1.3073 | 1.3165 | 1.3246 | 1.3331 | 1.3434 | 1.3572 | 1.3757 | 1.3958 | 1.4156 | 1.4346 | 1.4526 | 1.4705 | 1.4872 | 1.5026 | 1.5164 | 1.5287 | 1.5397 | 1.5507 | 1.5617 | 1.5727 | 1.5836 | 1.5946 | 1.6056 | 1.6166 | 1.6276 | 1.6386 | 1.6496 | 1.6606 | 1.6716 | 1.6825
KIRKHAW LANE | FERRYBRIDGE B | NPgY | NG FES - Two Degrees | Total PV capacity - I&C and large (MW) | BSP | 16.8934 | 16.9134 | 16.9296 | 16.9477 | 16.9637 | 16.9779 | 16.9905 | 17.0036 | 17.0195 | 17.0407 | 17.0693 | 17.1003 | 17.1309 | 17.1603 | 17.188 | 17.2156 | 17.2413 | 17.2651 | 17.2864 | 17.3054 | 17.3224 | 17.3393 | 17.3563 | 17.3733 | 17.3902 | 17.4072 | 17.4241 | 17.4411 | 17.4581 | 17.475 | 17.492 | 17.5089 | 17.5259 | 17.5429
KIRKSTALL C 2/5 | KIRKSTALL B | NPgY | NG FES - Two Degrees | Total PV capacity - I&C and large (MW) | BSP | 0.72201 | 0.72493 | 0.72731 | 0.72916 | 0.73081 | 0.73228 | 0.73358 | 0.73492 | 0.73657 | 0.73875 | 0.7417 | 0.74489 | 0.74804 | 0.75107 | 0.75393 | 0.75677 | 0.75943 | 0.76188 | 0.76407 | 0.76603 | 0.76778 | 0.76953 | 0.77127 | 0.77302 | 0.77477 | 0.77652 | 0.77826 | 0.78001 | 0.78176 | 0.78351 | 0.78525 | 0.787 | 0.78875 | 0.7905
KIRKSTALL C/RING ROAD HORSFORTH | KIRKSTALL B | NPgY | NG FES - Two Degrees | Total PV capacity - I&C and large (MW) | BSP | 0.73179 | 0.74584 | 0.75728 | 0.77027 | 0.78179 | 0.79201 | 0.80108 | 0.81049 | 0.82196 | 0.83721 | 0.85782 | 0.88008 | 0.90212 | 0.92328 | 0.94325 | 0.96308 | 0.98164 | 0.99874 | 1.0141 | 1.0277 | 1.04 | 1.0522 | 1.0644 | 1.0766 | 1.0888 | 1.101 | 1.1132 | 1.1254 | 1.1376 | 1.1498 | 1.162 | 1.1742 | 1.1864 | 1.1987
LEEDS EAST | SKELTON GRANGE | NPgY | NG FES - Two Degrees | Total PV capacity - I&C and large (MW) | BSP | 0.3224 | 0.32859 | 0.33363 | 0.34196 | 0.34934 | 0.3559 | 0.36171 | 0.36775 | 0.3751 | 0.38488 | 0.39809 | 0.41237 | 0.42649 | 0.44006 | 0.45287 | 0.46558 | 0.47748 | 0.48845 | 0.49827 | 0.50705 | 0.51487 | 0.5227 | 0.53053 | 0.53835 | 0.54618 | 0.554 | 0.56183 | 0.56966 | 0.57749 | 0.58531 | 0.59314 | 0.60097 | 0.60879 | 0.61662
LEEDS NORTH | SKELTON GRANGE | NPgY | NG FES - Two Degrees | Total PV capacity - I&C and large (MW) | BSP | 0.24264 | 0.2473 | 0.25109 | 0.25782 | 0.26378 | 0.26908 | 0.27378 | 0.27866 | 0.2846 | 0.2925 | 0.30318 | 0.31471 | 0.32613 | 0.33709 | 0.34744 | 0.35771 | 0.36733 | 0.37619 | 0.38413 | 0.39122 | 0.39754 | 0.40387 | 0.41019 | 0.41652 | 0.42284 | 0.42917 | 0.43549 | 0.44182 | 0.44814 | 0.45447 | 0.46079 | 0.46712 | 0.47344 | 0.47976
LINDLEY | ELLAND | NPgY | NG FES - Two Degrees | Total PV capacity - I&C and large (MW) | BSP | 0.77735 | 0.79227 | 0.80443 | 0.81784 | 0.82975 | 0.84032 | 0.84969 | 0.85942 | 0.87127 | 0.88703 | 0.90833 | 0.93134 | 0.95411 | 0.97598 | 0.99662 | 1.0171 | 1.0363 | 1.054 | 1.0698 | 1.084 | 1.0966 | 1.1092 | 1.1218 | 1.1344 | 1.147 | 1.1596 | 1.1723 | 1.1849 | 1.1975 | 1.2101 | 1.2227 | 1.2353 | 1.248 | 1.2606
LOW ROAD | SKELTON GRANGE | NPgY | NG FES - Two Degrees | Total PV capacity - I&C and large (MW) | BSP | 1.1184 | 1.1398 | 1.1573 | 1.1623 | 1.1666 | 1.1705 | 1.174 | 1.1776 | 1.1819 | 1.1877 | 1.1955 | 1.204 | 1.2124 | 1.2204 | 1.228 | 1.2356 | 1.2426 | 1.2491 | 1.2549 | 1.2601 | 1.2648 | 1.2694 | 1.2741 | 1.2787 | 1.2833 | 1.288 | 1.2926 | 1.2973 | 1.3019 | 1.3065 | 1.3112 | 1.3158 | 1.3205 | 1.3251
MALLARD WAY | WEST MELTON / THORPE MARSH | NPgY | NG FES - Two Degrees | Total PV capacity - I&C and large (MW) | BSP | 0.43444 | 0.44279 | 0.44958 | 0.45969 | 0.46866 | 0.47662 | 0.48368 | 0.49101 | 0.49994 | 0.51182 | 0.52786 | 0.5452 | 0.56236 | 0.57884 | 0.59439 | 0.60983 | 0.62428 | 0.6376 | 0.64953 | 0.66019 | 0.6697 | 0.6792 | 0.68871 | 0.69821 | 0.70772 | 0.71722 | 0.72673 | 0.73624 | 0.74574 | 0.75525 | 0.76475 | 0.77426 | 0.78376 | 0.79327
MENSTON | BRADFORD WEST | NPgY | NG FES - Two Degrees | Total PV capacity - I&C and large (MW) | BSP | 0.40138 | 0.40909 | 0.41537 | 0.42189 | 0.42767 | 0.4328 | 0.43735 | 0.44208 | 0.44784 | 0.4555 | 0.46584 | 0.47702 | 0.48808 | 0.49871 | 0.50873 | 0.51869 | 0.52801 | 0.53659 | 0.54429 | 0.55116 | 0.55729 | 0.56342 | 0.56954 | 0.57567 | 0.5818 | 0.58793 | 0.59406 | 0.60019 | 0.60632 | 0.61245 | 0.61857 | 0.6247 | 0.63083 | 0.63696
MOSS ROAD | GRIMSBY WEST | NPgY | NG FES - Two Degrees | Total PV capacity - I&C and large (MW) | BSP | 0.74878 | 0.76316 | 0.77486 | 0.78061 | 0.78571 | 0.79024 | 0.79425 | 0.79842 | 0.8035 | 0.81025 | 0.81938 | 0.82924 | 0.83899 | 0.84836 | 0.8572 | 0.86599 | 0.8742 | 0.88178 | 0.88856 | 0.89462 | 0.90003 | 0.90543 | 0.91084 | 0.91624 | 0.92165 | 0.92705 | 0.93246 | 0.93786 | 0.94327 | 0.94867 | 0.95408 | 0.95948 | 0.96489 | 0.97029
OSGODBY 1/2 | DRAX | NPgY | NG FES - Two Degrees | Total PV capacity - I&C and large (MW) | BSP | 0 | 0 | 0 | 0 | 0 | 0 | 0 | 0 | 0 | 0 | 0 | 0 | 0 | 0 | 0 | 0 | 0 | 0 | 0 | 0 | 0 | 0 | 0 | 0 | 0 | 0 | 0 | 0 | 0 | 0 | 0 | 0 | 0 | 0
OSGODBY 3/4 | DRAX | NPgY | NG FES - Two Degrees | Total PV capacity - I&C and large (MW) | BSP | 1.3175 | 1.3332 | 1.346 | 1.4036 | 1.4548 | 1.5002 | 1.5404 | 1.5822 | 1.6331 | 1.7008 | 1.7923 | 1.8911 | 1.9889 | 2.0829 | 2.1715 | 2.2596 | 2.342 | 2.4179 | 2.4859 | 2.5467 | 2.6008 | 2.655 | 2.7092 | 2.7634 | 2.8176 | 2.8718 | 2.926 | 2.9802 | 3.0344 | 3.0886 | 3.1427 | 3.1969 | 3.2511 | 3.3053
RODLEY | SKELTON GRANGE | NPgY | NG FES - Two Degrees | Total PV capacity - I&C and large (MW) | BSP | 0.39326 | 0.40081 | 0.40696 | 0.41593 | 0.42389 | 0.43096 | 0.43722 | 0.44373 | 0.45165 | 0.46219 | 0.47643 | 0.49182 | 0.50705 | 0.52167 | 0.53547 | 0.54917 | 0.562 | 0.57382 | 0.58441 | 0.59387 | 0.6023 | 0.61074 | 0.61918 | 0.62761 | 0.63605 | 0.64448 | 0.65292 | 0.66135 | 0.66979 | 0.67823 | 0.68666 | 0.6951 | 0.70353 | 0.71197
SAINT ANDREWS ROAD 132/33KV | SKELTON GRANGE | NPgY | NG FES - Two Degrees | Total PV capacity - I&C and large (MW) | BSP | 1.5178 | 1.5315 | 1.5428 | 1.5536 | 1.5631 | 1.5716 | 1.5792 | 1.587 | 1.5965 | 1.6092 | 1.6263 | 1.6448 | 1.6631 | 1.6807 | 1.6973 | 1.7138 | 1.7292 | 1.7434 | 1.7562 | 1.7675 | 1.7777 | 1.7878 | 1.798 | 1.8081 | 1.8183 | 1.8284 | 1.8386 | 1.8487 | 1.8588 | 1.869 | 1.8791 | 1.8893 | 1.8994 | 1.9096
SALTEND 132/33KV | SALTEND NORTH | NPgY | NG FES - Two Degrees | Total PV capacity - I&C and large (MW) | BSP | 0.04131 | 0.042103 | 0.042749 | 0.042797 | 0.04284 | 0.042879 | 0.042913 | 0.042948 | 0.042991 | 0.043048 | 0.043125 | 0.043209 | 0.043291 | 0.043371 | 0.043445 | 0.04352 | 0.043589 | 0.043653 | 0.043711 | 0.043762 | 0.043808 | 0.043854 | 0.043899 | 0.043945 | 0.043991 | 0.044037 | 0.044082 | 0.044128 | 0.044174 | 0.04422 | 0.044265 | 0.044311 | 0.044357 | 0.044403
SANTON | KEADBY | NPgY | NG FES - Two Degrees | Total PV capacity - I&C and large (MW) | BSP | 2.61 | 2.6486 | 2.68 | 2.7194 | 2.7544 | 2.7854 | 2.8129 | 2.8414 | 2.8762 | 2.9224 | 2.9849 | 3.0525 | 3.1193 | 3.1835 | 3.244 | 3.3042 | 3.3604 | 3.4123 | 3.4588 | 3.5003 | 3.5373 | 3.5743 | 3.6114 | 3.6484 | 3.6854 | 3.7224 | 3.7594 | 3.7965 | 3.8335 | 3.8705 | 3.9075 | 3.9445 | 3.9816 | 4.0186
SCUNTHORPE NORTH | KEADBY | NPgY | NG FES - Two Degrees | Total PV capacity - I&C and large (MW) | BSP | 5.7897 | 5.8048 | 5.8172 | 5.8431 | 5.866 | 5.8864 | 5.9045 | 5.9232 | 5.9461 | 5.9765 | 6.0176 | 6.062 | 6.1059 | 6.1481 | 6.1879 | 6.2274 | 6.2644 | 6.2985 | 6.3291 | 6.3563 | 6.3807 | 6.405 | 6.4293 | 6.4537 | 6.478 | 6.5023 | 6.5267 | 6.551 | 6.5753 | 6.5997 | 6.624 | 6.6483 | 6.6727 | 6.697
SCUNTHORPE SOUTH | KEADBY | NPgY | NG FES - Two Degrees | Total PV capacity - I&C and large (MW) | BSP | 34.5931 | 34.5994 | 34.6045 | 34.6501 | 34.6907 | 34.7266 | 34.7585 | 34.7916 | 34.8319 | 34.8855 | 34.958 | 35.0363 | 35.1138 | 35.1882 | 35.2584 | 35.3282 | 35.3934 | 35.4536 | 35.5075 | 35.5556 | 35.5985 | 35.6414 | 35.6844 | 35.7273 | 35.7702 | 35.8131 | 35.8561 | 35.899 | 35.9419 | 35.9849 | 36.0278 | 36.0707 | 36.1136 | 36.1566
SILSDEN | BRADFORD WEST | NPgY | NG FES - Two Degrees | Total PV capacity - I&C and large (MW) | BSP | 0.56612 | 0.57699 | 0.58584 | 0.79804 | 0.98636 | 1.1535 | 1.3017 | 1.4556 | 1.643 | 1.8923 | 2.2291 | 2.593 | 2.9532 | 3.2991 | 3.6255 | 3.9496 | 4.253 | 4.5325 | 4.783 | 5.0067 | 5.2062 | 5.4058 | 5.6053 | 5.8048 | 6.0043 | 6.2038 | 6.4034 | 6.6029 | 6.8024 | 7.002 | 7.2014 | 7.401 | 7.6006 | 7.8001
SOWERBY BRIDGE 132/33KV | ELLAND | NPgY | NG FES - Two Degrees | Total PV capacity - I&C and large (MW) | BSP | 0.55378 | 0.56441 | 0.57307 | 0.59687 | 0.61799 | 0.63673 | 0.65335 | 0.6706 | 0.69162 | 0.71957 | 0.75735 | 0.79816 | 0.83854 | 0.87733 | 0.91393 | 0.95028 | 0.9843 | 1.0156 | 1.0437 | 1.0688 | 1.0912 | 1.1136 | 1.1359 | 1.1583 | 1.1807 | 1.2031 | 1.2254 | 1.2478 | 1.2702 | 1.2926 | 1.3149 | 1.3373 | 1.3597 | 1.3821
STAYGATE | SKELTON GRANGE | NPgY | NG FES - Two Degrees | Total PV capacity - I&C and large (MW) | BSP | 1.2607 | 1.2794 | 1.2947 | 1.303 | 1.3104 | 1.317 | 1.3228 | 1.3288 | 1.3362 | 1.346 | 1.3592 | 1.3735 | 1.3876 | 1.4012 | 1.414 | 1.4267 | 1.4386 | 1.4496 | 1.4594 | 1.4682 | 1.476 | 1.4838 | 1.4916 | 1.4995 | 1.5073 | 1.5151 | 1.523 | 1.5308 | 1.5386 | 1.5464 | 1.5543 | 1.5621 | 1.5699 | 1.5778
THORNHILL 132KV | ELLAND | NPgY | NG FES - Two Degrees | Total PV capacity - I&C and large (MW) | BSP | 1.2039 | 1.2194 | 1.2319 | 1.249 | 1.2641 | 1.2775 | 1.2894 | 1.3017 | 1.3168 | 1.3368 | 1.3638 | 1.393 | 1.4219 | 1.4497 | 1.4758 | 1.5019 | 1.5262 | 1.5486 | 1.5687 | 1.5867 | 1.6027 | 1.6187 | 1.6347 | 1.6507 | 1.6667 | 1.6827 | 1.6988 | 1.7148 | 1.7308 | 1.7468 | 1.7628 | 1.7788 | 1.7948 | 1.8108
WAKEFIELD MONCKTON ROAD | WEST MELTON SECTION 3 | NPgY | NG FES - Two Degrees | Total PV capacity - I&C and large (MW) | BSP | 0.31661 | 0.32269 | 0.32764 | 0.33497 | 0.34148 | 0.34726 | 0.35238 | 0.3577 | 0.36418 | 0.3728 | 0.38444 | 0.39702 | 0.40947 | 0.42143 | 0.43271 | 0.44391 | 0.4544 | 0.46406 | 0.47272 | 0.48045 | 0.48735 | 0.49425 | 0.50114 | 0.50804 | 0.51493 | 0.52183 | 0.52873 | 0.53563 | 0.54252 | 0.54942 | 0.55632 | 0.56322 | 0.57011 | 0.57701
WAKEFIELD NORTH | SKELTON GRANGE | NPgY | NG FES - Two Degrees | Total PV capacity - I&C and large (MW) | BSP | 0.9525 | 0.96495 | 0.97509 | 0.98692 | 0.99743 | 1.0067 | 1.015 | 1.0236 | 1.034 | 1.0479 | 1.0667 | 1.087 | 1.1071 | 1.1264 | 1.1446 | 1.1627 | 1.1796 | 1.1952 | 1.2092 | 1.2216 | 1.2328 | 1.2439 | 1.255 | 1.2661 | 1.2773 | 1.2884 | 1.2995 | 1.3107 | 1.3218 | 1.3329 | 1.344 | 1.3552 | 1.3663 | 1.3774
WEST MELTON | WEST MELTON SECTION 3 | NPgY | NG FES - Two Degrees | Total PV capacity - I&C and large (MW) | BSP | 3.6006 | 3.6205 | 3.6367 | 3.6636 | 3.6875 | 3.7086 | 3.7274 | 3.7469 | 3.7706 | 3.8022 | 3.8448 | 3.8909 | 3.9365 | 3.9803 | 4.0216 | 4.0626 | 4.101 | 4.1364 | 4.1682 | 4.1965 | 4.2217 | 4.247 | 4.2723 | 4.2975 | 4.3228 | 4.348 | 4.3733 | 4.3986 | 4.4238 | 4.4491 | 4.4743 | 4.4996 | 4.5249 | 4.5501
WHINMOOR | FERRYBRIDGE B | NPgY | NG FES - Two Degrees | Total PV capacity - I&C and large (MW) | BSP | 1.1956 | 1.2032 | 1.2094 | 1.2186 | 1.2268 | 1.2341 | 1.2405 | 1.2472 | 1.2554 | 1.2662 | 1.2809 | 1.2967 | 1.3124 | 1.3274 | 1.3416 | 1.3557 | 1.3689 | 1.3811 | 1.392 | 1.4017 | 1.4104 | 1.4191 | 1.4278 | 1.4364 | 1.4451 | 1.4538 | 1.4625 | 1.4712 | 1.4799 | 1.4885 | 1.4972 | 1.5059 | 1.5146 | 1.5233
WOLD NEWTON | KEADBY | NPgY | NG FES - Two Degrees | Total PV capacity - I&C and large (MW) | BSP | 23.1361 | 23.1867 | 23.2279 | 23.2818 | 23.3295 | 23.372 | 23.4096 | 23.4486 | 23.4962 | 23.5595 | 23.6449 | 23.7373 | 23.8287 | 23.9165 | 23.9993 | 24.0816 | 24.1586 | 24.2295 | 24.2931 | 24.3499 | 24.4005 | 24.4511 | 24.5018 | 24.5524 | 24.603 | 24.6537 | 24.7043 | 24.755 | 24.8056 | 24.8563 | 24.9069 | 24.9575 | 25.0082 | 25.0588
YARBOROUGH ROAD 132/33KV | GRIMSBY WEST | NPgY | NG FES - Two Degrees | Total PV capacity - I&C and large (MW) | BSP | 1.6536 | 1.6853 | 1.7112 | 1.7251 | 1.7374 | 1.7484 | 1.7581 | 1.7682 | 1.7805 | 1.7968 | 1.8189 | 1.8428 | 1.8664 | 1.889 | 1.9104 | 1.9317 | 1.9516 | 1.9699 | 1.9863 | 2.001 | 2.0141 | 2.0272 | 2.0402 | 2.0533 | 2.0664 | 2.0795 | 2.0926 | 2.1056 | 2.1187 | 2.1318 | 2.1449 | 2.158 | 2.171 | 2.1841

## TD_CHP capacity
Bulk Supply Point Name | Grid Supply Point Connected to | Licence area | Scenario name | Output parameter_Unit | Substation Type in Forecasting Model | 2017 | 2018 | 2019 | 2020 | 2021 | 2022 | 2023 | 2024 | 2025 | 2026 | 2027 | 2028 | 2029 | 2030 | 2031 | 2032 | 2033 | 2034 | 2035 | 2036 | 2037 | 2038 | 2039 | 2040 | 2041 | 2042 | 2043 | 2044 | 2045 | 2046 | 2047 | 2048 | 2049 | 2050
ANNFIELD | STELLA SOUTH | NPgN | NG FES - Two Degrees | Total CHP capacity (MW) | BSP | 0.0017648 | 0.38584 | 0.55599 | 0.61927 | 0.70107 | 0.79376 | 0.87094 | 0.95079 | 1.049 | 1.2362 | 1.3763 | 1.4967 | 1.6134 | 1.7896 | 1.9033 | 2.0139 | 2.1387 | 2.3018 | 2.4081 | 2.5179 | 2.6473 | 2.778 | 2.9316 | 3.0657 | 3.1931 | 3.35 | 3.5046 | 3.6674 | 3.8253 | 3.9887 | 4.1789 | 4.3625 | 4.5557 | 4.7668
BARRACK ROAD | STELLA NORTH | NPgN | NG FES - Two Degrees | Total CHP capacity (MW) | BSP | 0.00040047 | 0.50332 | 0.72467 | 0.80438 | 0.90584 | 1.0217 | 1.1171 | 1.216 | 1.3391 | 1.569 | 1.7363 | 1.8776 | 2.014 | 2.2293 | 2.364 | 2.4948 | 2.6442 | 2.8445 | 2.9696 | 3.0968 | 3.2501 | 3.4052 | 3.5905 | 3.75 | 3.9115 | 4.1121 | 4.3096 | 4.518 | 4.72 | 4.9354 | 5.1864 | 5.4287 | 5.6837 | 5.9624
BLUCHER | STELLA NORTH | NPgN | NG FES - Two Degrees | Total CHP capacity (MW) | BSP | 0.80079 | 1.036 | 1.14 | 1.1783 | 1.2277 | 1.2837 | 1.3302 | 1.3783 | 1.4377 | 1.5503 | 1.6339 | 1.7054 | 1.7746 | 1.8804 | 1.9482 | 2.014 | 2.0885 | 2.1866 | 2.2498 | 2.3147 | 2.3918 | 2.4697 | 2.5616 | 2.6415 | 2.7188 | 2.8143 | 2.9083 | 3.0073 | 3.1034 | 3.2036 | 3.3203 | 3.433 | 3.5516 | 3.6812
BOWESFIELD | NORTON | NPgN | NG FES - Two Degrees | Total CHP capacity (MW) | BSP | 3.8012 | 4.3002 | 4.5204 | 4.6009 | 4.704 | 4.8213 | 4.9184 | 5.0189 | 5.1434 | 5.3781 | 5.551 | 5.6983 | 5.8407 | 6.0609 | 6.2007 | 6.3365 | 6.4907 | 6.6952 | 6.8254 | 6.9587 | 7.1177 | 7.2786 | 7.4692 | 7.6344 | 7.7969 | 7.998 | 8.1961 | 8.405 | 8.6074 | 8.8205 | 9.0687 | 9.3083 | 9.5604 | 9.8359
CHIRTON GRANGE | TYNEMOUTH | NPgN | NG FES - Two Degrees | Total CHP capacity (MW) | BSP | 0.0011424 | 0.39421 | 0.56784 | 0.63155 | 0.71337 | 0.8064 | 0.88347 | 0.96328 | 1.0619 | 1.2485 | 1.3864 | 1.5042 | 1.6181 | 1.7933 | 1.9049 | 2.0134 | 2.1364 | 2.2989 | 2.403 | 2.5098 | 2.6368 | 2.7652 | 2.9171 | 3.049 | 3.1776 | 3.3365 | 3.4931 | 3.6581 | 3.8181 | 3.9858 | 4.1811 | 4.3696 | 4.568 | 4.7847
COALBURNS | STELLA SOUTH | NPgN | NG FES - Two Degrees | Total CHP capacity (MW) | BSP | 0.00058489 | 0.26075 | 0.37555 | 0.41739 | 0.47098 | 0.53201 | 0.58244 | 0.6347 | 0.69945 | 0.82137 | 0.91105 | 0.98735 | 1.0611 | 1.1755 | 1.2479 | 1.3183 | 1.3983 | 1.5045 | 1.572 | 1.641 | 1.7235 | 1.8068 | 1.9058 | 1.9914 | 2.076 | 2.1807 | 2.2839 | 2.3926 | 2.498 | 2.6092 | 2.7387 | 2.8636 | 2.9951 | 3.1389
DARLINGTON CENTRAL | NORTON | NPgN | NG FES - Two Degrees | Total CHP capacity (MW) | BSP | 0.00085265 | 0.31315 | 0.45106 | 0.50156 | 0.56635 | 0.64005 | 0.70107 | 0.76427 | 0.84245 | 0.99007 | 1.0991 | 1.192 | 1.2819 | 1.4205 | 1.5086 | 1.5943 | 1.6915 | 1.8201 | 1.9022 | 1.9865 | 2.0868 | 2.1882 | 2.3083 | 2.4124 | 2.5144 | 2.6405 | 2.7647 | 2.8956 | 3.0226 | 3.1559 | 3.3111 | 3.461 | 3.6187 | 3.791
DARLINGTON NORTH | NORTON | NPgN | NG FES - Two Degrees | Total CHP capacity (MW) | BSP | 2.501 | 2.7839 | 2.9089 | 2.955 | 3.0143 | 3.0817 | 3.1376 | 3.1954 | 3.2668 | 3.4022 | 3.5026 | 3.5886 | 3.6718 | 3.799 | 3.8804 | 3.9595 | 4.049 | 4.1669 | 4.2429 | 4.321 | 4.4136 | 4.5072 | 4.6176 | 4.7137 | 4.8067 | 4.9214 | 5.0345 | 5.1536 | 5.2691 | 5.3897 | 5.5301 | 5.6656 | 5.8082 | 5.9641
DUNSTON | STELLA NORTH | NPgN | NG FES - Two Degrees | Total CHP capacity (MW) | BSP | 0.0014954 | 0.71701 | 1.0326 | 1.1476 | 1.2947 | 1.4623 | 1.6008 | 1.7443 | 1.9221 | 2.2568 | 2.5027 | 2.7119 | 2.914 | 3.2279 | 3.4267 | 3.6196 | 3.8391 | 4.1306 | 4.3155 | 4.5047 | 4.7308 | 4.9594 | 5.2308 | 5.4657 | 5.6981 | 5.9859 | 6.2693 | 6.5682 | 6.8579 | 7.1636 | 7.5198 | 7.8635 | 8.2253 | 8.6207
FLATWORTH | TYNEMOUTH | NPgN | NG FES - Two Degrees | Total CHP capacity (MW) | BSP | 0.00031518 | 0.16702 | 0.24054 | 0.26728 | 0.30149 | 0.34047 | 0.37266 | 0.40602 | 0.44739 | 0.52517 | 0.58228 | 0.63082 | 0.67771 | 0.75066 | 0.79678 | 0.84156 | 0.89254 | 0.9603 | 1.0032 | 1.0471 | 1.0996 | 1.1526 | 1.2157 | 1.2702 | 1.3243 | 1.3913 | 1.4572 | 1.5268 | 1.5942 | 1.6655 | 1.7485 | 1.8286 | 1.9129 | 2.005
GOSFORTH | TYNEMOUTH | NPgN | NG FES - Two Degrees | Total CHP capacity (MW) | BSP | 1.5499 | 1.8998 | 2.0544 | 2.1109 | 2.1834 | 2.2659 | 2.3342 | 2.4049 | 2.4924 | 2.6576 | 2.7795 | 2.8834 | 2.9838 | 3.1389 | 3.2375 | 3.3332 | 3.4419 | 3.5858 | 3.6776 | 3.7718 | 3.8839 | 3.9973 | 4.1316 | 4.2481 | 4.3622 | 4.5035 | 4.6426 | 4.7892 | 4.9314 | 5.0807 | 5.2547 | 5.4227 | 5.5994 | 5.7925
HARROGATE 132/33KV | KNARESBOROUGH | NPgN | NG FES - Two Degrees | Total CHP capacity (MW) | BSP | 0.40074 | 0.69912 | 0.83083 | 0.87897 | 0.94068 | 1.0109 | 1.069 | 1.1292 | 1.2037 | 1.3442 | 1.4478 | 1.5361 | 1.6214 | 1.7532 | 1.837 | 1.9183 | 2.0107 | 2.1331 | 2.2111 | 2.291 | 2.3863 | 2.4827 | 2.5969 | 2.6958 | 2.7931 | 2.9134 | 3.0319 | 3.1568 | 3.2779 | 3.4053 | 3.5537 | 3.697 | 3.8477 | 4.0124
HUSTHWAITE | KNARESBOROUGH | NPgN | NG FES - Two Degrees | Total CHP capacity (MW) | BSP | 0.0002688 | 0.19014 | 0.27379 | 0.30407 | 0.3427 | 0.38677 | 0.4231 | 0.46076 | 0.50756 | 0.59524 | 0.65933 | 0.71363 | 0.76606 | 0.84823 | 0.89993 | 0.95009 | 1.0073 | 1.0837 | 1.1317 | 1.1807 | 1.2395 | 1.299 | 1.3699 | 1.431 | 1.4923 | 1.5683 | 1.6432 | 1.7221 | 1.7987 | 1.8799 | 1.9746 | 2.0659 | 2.1621 | 2.2672
LEEMING BAR_SKEEBY | NORTON | NPgN | NG FES - Two Degrees | Total CHP capacity (MW) | BSP | 0.26293 | 1.0245 | 1.3599 | 1.4811 | 1.6357 | 1.8121 | 1.9574 | 2.108 | 2.2954 | 2.646 | 2.902 | 3.1186 | 3.3278 | 3.6563 | 3.8627 | 4.0629 | 4.2915 | 4.5969 | 4.7886 | 4.9839 | 5.2187 | 5.4562 | 5.7394 | 5.9835 | 6.2289 | 6.5335 | 6.8334 | 7.1497 | 7.4563 | 7.7823 | 8.1622 | 8.5287 | 8.9145 | 9.3362
LINTON | BLYTH 132kV | NPgN | NG FES - Two Degrees | Total CHP capacity (MW) | BSP | 0.0007816 | 0.47779 | 0.68804 | 0.76428 | 0.86167 | 0.97271 | 1.0643 | 1.1593 | 1.2772 | 1.4983 | 1.6603 | 1.7977 | 1.9304 | 2.1377 | 2.2684 | 2.3953 | 2.5399 | 2.7326 | 2.8541 | 2.9781 | 3.1268 | 3.2772 | 3.4562 | 3.6108 | 3.765 | 3.9563 | 4.1446 | 4.3433 | 4.5358 | 4.7398 | 4.9775 | 5.2069 | 5.4484 | 5.7123
MALTON GRID | OSBALDWICK | NPgN | NG FES - Two Degrees | Total CHP capacity (MW) | BSP | 0.0011821 | 0.66702 | 0.96056 | 1.0671 | 1.2033 | 1.3586 | 1.4867 | 1.6195 | 1.7843 | 2.0937 | 2.3205 | 2.513 | 2.6989 | 2.989 | 3.1721 | 3.3498 | 3.5522 | 3.8218 | 3.992 | 4.1659 | 4.3742 | 4.5848 | 4.8353 | 5.0518 | 5.2674 | 5.5345 | 5.7977 | 6.0752 | 6.3441 | 6.6289 | 6.9606 | 7.2807 | 7.6177 | 7.9859
MELROSEGATE | OSBALDWICK | NPgN | NG FES - Two Degrees | Total CHP capacity (MW) | BSP | 3.0019 | 3.7906 | 4.1387 | 4.2659 | 4.4289 | 4.6145 | 4.768 | 4.9269 | 5.1238 | 5.4949 | 5.7684 | 6.0014 | 6.2266 | 6.575 | 6.7961 | 7.0108 | 7.2548 | 7.5782 | 7.7841 | 7.995 | 8.2466 | 8.501 | 8.8026 | 9.0639 | 9.3208 | 9.6387 | 9.9519 | 10.282 | 10.602 | 10.9388 | 11.3311 | 11.7097 | 12.1082 | 12.5436
NORTH TEES | NORTON | NPgN | NG FES - Two Degrees | Total CHP capacity (MW) | BSP | 0.0012936 | 0.73076 | 1.0524 | 1.1692 | 1.3185 | 1.4886 | 1.6291 | 1.7746 | 1.9553 | 2.2945 | 2.5432 | 2.7544 | 2.9584 | 3.2764 | 3.4772 | 3.6721 | 3.8942 | 4.1897 | 4.3764 | 4.5672 | 4.7956 | 5.0267 | 5.3014 | 5.5388 | 5.775 | 6.0678 | 6.3562 | 6.6603 | 6.955 | 7.2669 | 7.6303 | 7.981 | 8.3501 | 8.7534
POTTER HOUSE | SPENNYMOOR | NPgN | NG FES - Two Degrees | Total CHP capacity (MW) | BSP | 0.0011892 | 0.4882 | 0.70316 | 0.78168 | 0.88232 | 0.99687 | 1.0916 | 1.1898 | 1.3113 | 1.5404 | 1.7092 | 1.853 | 1.992 | 2.207 | 2.3435 | 2.4761 | 2.6267 | 2.8263 | 2.9534 | 3.0835 | 3.2388 | 3.3958 | 3.582 | 3.7433 | 3.9019 | 4.0982 | 4.2915 | 4.4954 | 4.693 | 4.901 | 5.1432 | 5.377 | 5.6231 | 5.892
RAVENSWORTH | STELLA SOUTH | NPgN | NG FES - Two Degrees | Total CHP capacity (MW) | BSP | 0.00037503 | 0.23717 | 0.34153 | 0.37937 | 0.42771 | 0.48282 | 0.52828 | 0.57539 | 0.63391 | 0.74367 | 0.82404 | 0.89221 | 0.95803 | 1.0609 | 1.1258 | 1.1887 | 1.2605 | 1.3561 | 1.4164 | 1.4779 | 1.5517 | 1.6263 | 1.7152 | 1.7919 | 1.8684 | 1.9633 | 2.0568 | 2.1554 | 2.251 | 2.3523 | 2.4703 | 2.5842 | 2.704 | 2.835
SCARBOROUGH GRID | OSBALDWICK | NPgN | NG FES - Two Degrees | Total CHP capacity (MW) | BSP | 2.4018 | 3.1222 | 3.4401 | 3.5563 | 3.7053 | 3.8749 | 4.0151 | 4.1604 | 4.3403 | 4.6795 | 4.9295 | 5.1426 | 5.3485 | 5.6669 | 5.869 | 6.0653 | 6.2884 | 6.5839 | 6.7722 | 6.9651 | 7.1951 | 7.4277 | 7.7033 | 7.9422 | 8.1769 | 8.4674 | 8.7535 | 9.0551 | 9.3475 | 9.6551 | 10.0134 | 10.3592 | 10.7231 | 11.1208
SEAL SANDS | SALTHOLME | NPgN | NG FES - Two Degrees | Total CHP capacity (MW) | BSP | 95.95 | 95.9544 | 95.9564 | 95.9571 | 95.958 | 95.959 | 95.9598 | 95.9607 | 95.9618 | 95.9638 | 95.9652 | 95.9664 | 95.9676 | 95.9695 | 95.9706 | 95.9718 | 95.9731 | 95.9748 | 95.9759 | 95.977 | 95.9783 | 95.9797 | 95.9813 | 95.9826 | 95.9841 | 95.9858 | 95.9876 | 95.9894 | 95.9912 | 95.9931 | 95.9953 | 95.9974 | 95.9997 | 96.0022
SPADEADAM 33KV | SPADEADAM | NPgN | NG FES - Two Degrees | Total CHP capacity (MW) | BSP | 0 | 0.016471 | 0.023711 | 0.026299 | 0.029583 | 0.03334 | 0.036422 | 0.03962 | 0.043615 | 0.051036 | 0.056402 | 0.060915 | 0.065263 | 0.072205 | 0.076519 | 0.0807 | 0.085497 | 0.091963 | 0.095958 | 0.10001 | 0.10492 | 0.10988 | 0.11584 | 0.12095 | 0.1262 | 0.13274 | 0.13917 | 0.14596 | 0.15254 | 0.15961 | 0.16784 | 0.17579 | 0.18416 | 0.1933
SPENNYMOOR 132/66KV | SPENNYMOOR | NPgN | NG FES - Two Degrees | Total CHP capacity (MW) | BSP | 0.002098 | 0.61189 | 0.8815 | 0.98078 | 1.1085 | 1.2536 | 1.374 | 1.4986 | 1.6524 | 1.944 | 2.1602 | 2.3453 | 2.5243 | 2.7983 | 2.9735 | 3.1437 | 3.3365 | 3.5905 | 3.754 | 3.922 | 4.1213 | 4.3228 | 4.5607 | 4.7675 | 4.9678 | 5.2151 | 5.4587 | 5.7154 | 5.9643 | 6.2243 | 6.527 | 6.8192 | 7.1267 | 7.4627
TORONTO | SPENNYMOOR | NPgN | NG FES - Two Degrees | Total CHP capacity (MW) | BSP | 0.0015499 | 0.46671 | 0.67233 | 0.74797 | 0.84525 | 0.95577 | 1.0474 | 1.1423 | 1.2595 | 1.4815 | 1.646 | 1.7867 | 1.9227 | 2.1313 | 2.2645 | 2.394 | 2.5407 | 2.734 | 2.8583 | 2.986 | 3.1376 | 3.2908 | 3.4718 | 3.6291 | 3.7817 | 3.9702 | 4.1559 | 4.3516 | 4.5413 | 4.7396 | 4.9707 | 5.1936 | 5.4282 | 5.6846
WORMALD GREEN 132/33KV | KNARESBOROUGH | NPgN | NG FES - Two Degrees | Total CHP capacity (MW) | BSP | 0.00077101 | 0.37474 | 0.53969 | 0.59973 | 0.67656 | 0.76408 | 0.83637 | 0.91128 | 1.0042 | 1.1789 | 1.3072 | 1.4163 | 1.5217 | 1.6855 | 1.7892 | 1.8898 | 2.0043 | 2.1565 | 2.253 | 2.3516 | 2.4695 | 2.5888 | 2.7304 | 2.853 | 2.9743 | 3.1247 | 3.2728 | 3.4289 | 3.5803 | 3.7401 | 3.9263 | 4.106 | 4.2951 | 4.5018
ATTERCLIFFE | WEST MELTON / THORPE MARSH | NPgY | NG FES - Two Degrees | Total CHP capacity (MW) | BSP | 0.36634 | 0.63645 | 0.82179 | 0.88876 | 0.97417 | 1.0716 | 1.1519 | 1.2352 | 1.3387 | 1.5324 | 1.6739 | 1.7936 | 1.9092 | 2.0907 | 2.2048 | 2.3154 | 2.4418 | 2.6106 | 2.7165 | 2.8244 | 2.9542 | 3.0854 | 3.2419 | 3.3768 | 3.5124 | 3.6807 | 3.8464 | 4.0212 | 4.1906 | 4.3707 | 4.5806 | 4.7831 | 4.9963 | 5.2292
BARUGH 132/66KV | WEST MELTON SECTION 3 | NPgY | NG FES - Two Degrees | Total CHP capacity (MW) | BSP | 0.0009377 | 0.42106 | 0.70921 | 0.81411 | 0.94836 | 1.1013 | 1.2276 | 1.3585 | 1.5208 | 1.8261 | 2.0504 | 2.241 | 2.4253 | 2.7116 | 2.8928 | 3.0687 | 3.2689 | 3.5349 | 3.7034 | 3.8759 | 4.082 | 4.2904 | 4.538 | 4.7522 | 4.9642 | 5.2269 | 5.4856 | 5.7584 | 6.0228 | 6.302 | 6.6272 | 6.9411 | 7.2714 | 7.6324
BEESTON ROYDS 132/33KV | KIRKSTALL B | NPgY | NG FES - Two Degrees | Total CHP capacity (MW) | BSP | 0.00076917 | 0.5209 | 0.87776 | 1.0069 | 1.1717 | 1.3597 | 1.5147 | 1.6753 | 1.875 | 2.249 | 2.5224 | 2.7541 | 2.9777 | 3.3283 | 3.5488 | 3.7628 | 4.0069 | 4.3328 | 4.5377 | 4.7467 | 4.9975 | 5.2513 | 5.5537 | 5.8145 | 6.0759 | 6.4002 | 6.7195 | 7.0563 | 7.3828 | 7.7294 | 8.1332 | 8.5229 | 8.9331 | 9.3814
BEVERLEY 132/33KV | CREYKE BECK | NPgY | NG FES - Two Degrees | Total CHP capacity (MW) | BSP | 1.5207 | 2.0642 | 2.4372 | 2.572 | 2.7439 | 2.9402 | 3.1018 | 3.2694 | 3.4778 | 3.868 | 4.1529 | 4.3941 | 4.627 | 4.9926 | 5.2223 | 5.4452 | 5.6997 | 6.0396 | 6.253 | 6.4705 | 6.7318 | 6.9962 | 7.3114 | 7.5832 | 7.8561 | 8.1948 | 8.5283 | 8.8801 | 9.221 | 9.5834 | 10.0056 | 10.4131 | 10.8419 | 11.3106
BINGLEY 132/33KV | BRADFORD WEST | NPgY | NG FES - Two Degrees | Total CHP capacity (MW) | BSP | 0.00091342 | 0.32549 | 0.54804 | 0.62946 | 0.73388 | 0.85269 | 0.95102 | 1.0529 | 1.1789 | 1.4167 | 1.5922 | 1.7418 | 1.8864 | 2.1097 | 2.2516 | 2.3894 | 2.5459 | 2.7531 | 2.8853 | 3.0208 | 3.1823 | 3.3455 | 3.5389 | 3.7066 | 3.871 | 4.0744 | 4.2747 | 4.4859 | 4.6906 | 4.9058 | 5.1565 | 5.3984 | 5.6529 | 5.9312
BLACKBURN MEADOWS B | WEST MELTON / THORPE MARSH | NPgY | NG FES - Two Degrees | Total CHP capacity (MW) | BSP | 0.00017649 | 0.15065 | 0.25391 | 0.29119 | 0.3387 | 0.39294 | 0.43761 | 0.48392 | 0.54153 | 0.64929 | 0.7279 | 0.7944 | 0.85858 | 0.95953 | 1.0229 | 1.0844 | 1.1546 | 1.2485 | 1.3073 | 1.3672 | 1.4393 | 1.5122 | 1.5992 | 1.6742 | 1.7497 | 1.8434 | 1.9356 | 2.033 | 2.1273 | 2.2277 | 2.3447 | 2.4576 | 2.5764 | 2.7062
BLYTON | KEADBY | NPgY | NG FES - Two Degrees | Total CHP capacity (MW) | BSP | 3.1755 | 3.5223 | 3.7602 | 3.8464 | 3.9563 | 4.0817 | 4.1851 | 4.2923 | 4.4255 | 4.6751 | 4.8576 | 5.0123 | 5.1616 | 5.3955 | 5.5428 | 5.6856 | 5.8486 | 6.0661 | 6.2029 | 6.3424 | 6.5099 | 6.6793 | 6.8812 | 7.0553 | 7.2296 | 7.4459 | 7.6588 | 7.8834 | 8.1011 | 8.3322 | 8.6013 | 8.8611 | 9.1345 | 9.4333
BRADFORD | BRADFORD WEST | NPgY | NG FES - Two Degrees | Total CHP capacity (MW) | BSP | 0.0012359 | 0.62488 | 1.0527 | 1.2081 | 1.4068 | 1.6333 | 1.8202 | 2.0139 | 2.2544 | 2.7059 | 3.0371 | 3.3184 | 3.5901 | 4.0136 | 4.281 | 4.5406 | 4.8362 | 5.2296 | 5.4783 | 5.7324 | 6.0367 | 6.3444 | 6.7102 | 7.0264 | 7.3407 | 7.7302 | 8.1139 | 8.5184 | 8.9106 | 9.3254 | 9.8087 | 10.275 | 10.7659 | 11.3023
BRAMHAM | FERRYBRIDGE B | NPgY | NG FES - Two Degrees | Total CHP capacity (MW) | BSP | 0.00040692 | 0.4094 | 0.69009 | 0.79127 | 0.92015 | 1.0673 | 1.1884 | 1.314 | 1.4704 | 1.7625 | 1.9753 | 2.1551 | 2.3287 | 2.6023 | 2.7737 | 2.9401 | 3.1301 | 3.3846 | 3.5438 | 3.7058 | 3.9008 | 4.0981 | 4.3337 | 4.5367 | 4.7416 | 4.9961 | 5.2467 | 5.5111 | 5.7674 | 6.0404 | 6.3586 | 6.6656 | 6.9888 | 7.342
BRANSHOLME | CREYKE BECK | NPgY | NG FES - Two Degrees | Total CHP capacity (MW) | BSP | 0.00032917 | 0.13505 | 0.22743 | 0.26114 | 0.30434 | 0.35351 | 0.39417 | 0.43629 | 0.48846 | 0.58676 | 0.65914 | 0.72075 | 0.7803 | 0.87255 | 0.93105 | 0.98785 | 1.0524 | 1.1381 | 1.1925 | 1.2483 | 1.3149 | 1.3822 | 1.462 | 1.5311 | 1.5992 | 1.6835 | 1.7666 | 1.8542 | 1.939 | 2.0285 | 2.1326 | 2.2331 | 2.3389 | 2.4545
BRIGHOUSE 132/33KV | ELLAND | NPgY | NG FES - Two Degrees | Total CHP capacity (MW) | BSP | 0.00085309 | 0.41511 | 0.69925 | 0.80256 | 0.93469 | 1.0852 | 1.2096 | 1.3384 | 1.4982 | 1.7985 | 2.019 | 2.2062 | 2.3871 | 2.6688 | 2.8468 | 3.0196 | 3.2163 | 3.478 | 3.6436 | 3.8128 | 4.0153 | 4.2201 | 4.4635 | 4.674 | 4.8829 | 5.1417 | 5.3966 | 5.6655 | 5.926 | 6.2015 | 6.5223 | 6.832 | 7.1579 | 7.5141
DONCASTER B/THORPE MARSH | WEST MELTON / THORPE MARSH | NPgY | NG FES - Two Degrees | Total CHP capacity (MW) | BSP | 0.0010488 | 0.75448 | 1.2714 | 1.4584 | 1.697 | 1.9692 | 2.1935 | 2.426 | 2.7151 | 3.2565 | 3.6521 | 3.9871 | 4.3106 | 4.8179 | 5.137 | 5.4465 | 5.7997 | 6.2714 | 6.5678 | 6.87 | 7.2329 | 7.6 | 8.0375 | 8.4149 | 8.7934 | 9.263 | 9.7255 | 10.2133 | 10.686 | 11.1882 | 11.7733 | 12.338 | 12.9322 | 13.5817
DONCASTER CENTRAL | WEST MELTON / THORPE MARSH | NPgY | NG FES - Two Degrees | Total CHP capacity (MW) | BSP | 0.00024935 | 0.18258 | 0.30769 | 0.35293 | 0.41062 | 0.47646 | 0.53071 | 0.58695 | 0.65687 | 0.78778 | 0.8834 | 0.96437 | 1.0425 | 1.1652 | 1.2423 | 1.3171 | 1.4025 | 1.5166 | 1.5882 | 1.6612 | 1.7489 | 1.8376 | 1.9434 | 2.0346 | 2.1262 | 2.2398 | 2.3517 | 2.4697 | 2.5841 | 2.7057 | 2.8473 | 2.984 | 3.1278 | 3.2851
DRIFFIELD/BEVERLEY GROUP | CREYKE BECK | NPgY | NG FES - Two Degrees | Total CHP capacity (MW) | BSP | 0.001037 | 0.85914 | 1.448 | 1.6606 | 1.9316 | 2.241 | 2.4957 | 2.7599 | 3.0885 | 3.7031 | 4.1515 | 4.5309 | 4.8971 | 5.4729 | 5.8344 | 6.185 | 6.5855 | 7.121 | 7.4566 | 7.7986 | 8.2097 | 8.6257 | 9.1219 | 9.5496 | 9.9801 | 10.5145 | 11.0407 | 11.5959 | 12.1339 | 12.7064 | 13.3734 | 14.017 | 14.6945 | 15.435
FEATHERSTONE | FERRYBRIDGE B | NPgY | NG FES - Two Degrees | Total CHP capacity (MW) | BSP | 0.00069539 | 0.39606 | 0.66729 | 0.76566 | 0.89132 | 1.0346 | 1.1528 | 1.2753 | 1.4274 | 1.7128 | 1.9218 | 2.0992 | 2.2704 | 2.538 | 2.7067 | 2.8704 | 3.057 | 3.3056 | 3.4625 | 3.6226 | 3.8145 | 4.0086 | 4.2395 | 4.439 | 4.638 | 4.8848 | 5.1278 | 5.3841 | 5.6325 | 5.8957 | 6.2023 | 6.4982 | 6.8096 | 7.15
GIRLINGTON | BRADFORD WEST | NPgY | NG FES - Two Degrees | Total CHP capacity (MW) | BSP | 0.38294 | 0.82123 | 1.1219 | 1.2312 | 1.3711 | 1.5305 | 1.6621 | 1.7985 | 1.9676 | 2.2856 | 2.5191 | 2.7175 | 2.9091 | 3.2074 | 3.396 | 3.579 | 3.7874 | 4.0644 | 4.2398 | 4.4191 | 4.6337 | 4.8506 | 5.1084 | 5.3313 | 5.5524 | 5.8263 | 6.0961 | 6.3806 | 6.6563 | 6.9477 | 7.2871 | 7.6147 | 7.9595 | 8.3363
HALIFAX 132/33KV | ELLAND | NPgY | NG FES - Two Degrees | Total CHP capacity (MW) | BSP | 0.00039871 | 0.26371 | 0.44437 | 0.50976 | 0.59319 | 0.68838 | 0.76684 | 0.84817 | 0.94925 | 1.1386 | 1.2771 | 1.3944 | 1.5076 | 1.6851 | 1.7967 | 1.9051 | 2.0287 | 2.1937 | 2.2974 | 2.4032 | 2.5303 | 2.6587 | 2.8118 | 2.9439 | 3.0762 | 3.2404 | 3.4021 | 3.5726 | 3.7379 | 3.9133 | 4.1178 | 4.3151 | 4.5227 | 4.7497
HECKMONDWIKE | SKELTON GRANGE | NPgY | NG FES - Two Degrees | Total CHP capacity (MW) | BSP | 0.00055716 | 0.29022 | 0.48891 | 0.56109 | 0.65336 | 0.75851 | 0.84532 | 0.93527 | 1.0469 | 1.2566 | 1.4103 | 1.5409 | 1.667 | 1.8636 | 1.9877 | 2.1082 | 2.2455 | 2.4281 | 2.5436 | 2.6615 | 2.8028 | 2.9456 | 3.1154 | 3.2622 | 3.4082 | 3.5891 | 3.7673 | 3.9551 | 4.1372 | 4.3299 | 4.5544 | 4.771 | 4.999 | 5.2482
HOLMFIELD | BRADFORD WEST | NPgY | NG FES - Two Degrees | Total CHP capacity (MW) | BSP | 0.0012616 | 0.34622 | 0.58265 | 0.66972 | 0.78176 | 0.90902 | 1.0146 | 1.1239 | 1.2588 | 1.5145 | 1.7043 | 1.8666 | 2.0237 | 2.264 | 2.4176 | 2.567 | 2.7361 | 2.9589 | 3.1023 | 3.2497 | 3.4246 | 3.6014 | 3.81 | 3.9915 | 4.1671 | 4.3839 | 4.5976 | 4.8227 | 5.041 | 5.2689 | 5.5344 | 5.7906 | 6.0603 | 6.3549
HULL EAST 132/33KV | SALTEND NORTH | NPgY | NG FES - Two Degrees | Total CHP capacity (MW) | BSP | 15.0005 | 15.2865 | 15.4826 | 15.5538 | 15.6449 | 15.7486 | 15.8343 | 15.9231 | 16.0333 | 16.2402 | 16.3919 | 16.5207 | 16.6451 | 16.8392 | 16.9617 | 17.0806 | 17.216 | 17.3963 | 17.5102 | 17.6265 | 17.7659 | 17.9068 | 18.0744 | 18.2193 | 18.3633 | 18.5419 | 18.7177 | 18.9032 | 19.0829 | 19.2731 | 19.4947 | 19.7085 | 19.9336 | 20.1795
HULL SOUTH | CREYKE BECK | NPgY | NG FES - Two Degrees | Total CHP capacity (MW) | BSP | 1.201 | 1.7725 | 2.1646 | 2.3067 | 2.4884 | 2.6954 | 2.8662 | 3.0433 | 3.2632 | 3.6756 | 3.9776 | 4.2338 | 4.4812 | 4.8679 | 5.1117 | 5.3482 | 5.6179 | 5.9772 | 6.2038 | 6.4351 | 6.7124 | 6.9928 | 7.3266 | 7.6149 | 7.9025 | 8.2591 | 8.6104 | 8.9808 | 9.3398 | 9.7203 | 10.1636 | 10.5914 | 11.0416 | 11.5337
HULL WEST | CREYKE BECK | NPgY | NG FES - Two Degrees | Total CHP capacity (MW) | BSP | 3.8604 | 4.111 | 4.2828 | 4.3452 | 4.4248 | 4.5156 | 4.5905 | 4.6681 | 4.7645 | 4.9453 | 5.0777 | 5.1901 | 5.2986 | 5.4681 | 5.575 | 5.6787 | 5.7969 | 5.9545 | 6.0538 | 6.1552 | 6.2768 | 6.3998 | 6.5461 | 6.6725 | 6.7986 | 6.955 | 7.109 | 7.2713 | 7.4287 | 7.5955 | 7.7898 | 7.9774 | 8.1747 | 8.3904
HUMBERSTON | GRIMSBY WEST | NPgY | NG FES - Two Degrees | Total CHP capacity (MW) | BSP | 0.95054 | 1.1163 | 1.2299 | 1.2716 | 1.3252 | 1.3862 | 1.4367 | 1.489 | 1.5536 | 1.6758 | 1.7663 | 1.8436 | 1.9183 | 2.0332 | 2.1064 | 2.1776 | 2.2582 | 2.3647 | 2.433 | 2.5031 | 2.5864 | 2.6707 | 2.7703 | 2.8568 | 2.941 | 3.045 | 3.1475 | 3.2555 | 3.3603 | 3.47 | 3.5977 | 3.721 | 3.8508 | 3.9925
HUNNINGLEY | WEST MELTON SECTION 3 | NPgY | NG FES - Two Degrees | Total CHP capacity (MW) | BSP | 0.00024727 | 0.15888 | 0.26771 | 0.30713 | 0.35744 | 0.41482 | 0.46213 | 0.51118 | 0.57211 | 0.68633 | 0.76986 | 0.84066 | 0.90902 | 1.0161 | 1.0835 | 1.1489 | 1.2234 | 1.3229 | 1.3856 | 1.4495 | 1.5261 | 1.6037 | 1.696 | 1.7757 | 1.8555 | 1.9544 | 2.0518 | 2.1546 | 2.2542 | 2.3599 | 2.483 | 2.6018 | 2.7269 | 2.8635
HUNSHELF | WEST MELTON SECTION 3 | NPgY | NG FES - Two Degrees | Total CHP capacity (MW) | BSP | 0.00040614 | 0.18229 | 0.30703 | 0.35245 | 0.41057 | 0.47677 | 0.53147 | 0.58814 | 0.6584 | 0.79057 | 0.88768 | 0.97025 | 1.05 | 1.174 | 1.2525 | 1.3286 | 1.4153 | 1.5304 | 1.6034 | 1.6781 | 1.7673 | 1.8576 | 1.9648 | 2.0575 | 2.1493 | 2.263 | 2.375 | 2.4931 | 2.6076 | 2.7285 | 2.8692 | 3.0051 | 3.1481 | 3.3044
IMMINGHAM | GRIMSBY WEST | NPgY | NG FES - Two Degrees | Total CHP capacity (MW) | BSP | 33.8751 | 34.0131 | 34.1078 | 34.142 | 34.1855 | 34.2352 | 34.2761 | 34.3185 | 34.3713 | 34.4699 | 34.5418 | 34.6026 | 34.6613 | 34.7537 | 34.8117 | 34.8679 | 34.9321 | 35.0181 | 35.0719 | 35.1266 | 35.1926 | 35.2592 | 35.3388 | 35.4074 | 35.4766 | 35.5625 | 35.6471 | 35.7363 | 35.8228 | 35.9149 | 36.0222 | 36.1257 | 36.2347 | 36.3539
KIRKHAW LANE | FERRYBRIDGE B | NPgY | NG FES - Two Degrees | Total CHP capacity (MW) | BSP | 49.2774 | 49.4758 | 49.612 | 49.6613 | 49.7244 | 49.7964 | 49.8557 | 49.9172 | 49.9936 | 50.1369 | 50.2418 | 50.3308 | 50.4168 | 50.5512 | 50.6359 | 50.7181 | 50.8118 | 50.9366 | 51.0153 | 51.0957 | 51.1921 | 51.2896 | 51.4055 | 51.5057 | 51.6056 | 51.7295 | 51.8515 | 51.9801 | 52.1048 | 52.2369 | 52.3908 | 52.5393 | 52.6957 | 52.8665
KIRKSTALL C 2/5 | KIRKSTALL B | NPgY | NG FES - Two Degrees | Total CHP capacity (MW) | BSP | 15.0002 | 15.3137 | 15.5289 | 15.6063 | 15.7049 | 15.8174 | 15.91 | 16.006 | 16.1256 | 16.3487 | 16.511 | 16.648 | 16.7802 | 16.9892 | 17.1199 | 17.2466 | 17.3916 | 17.5861 | 17.7073 | 17.8306 | 17.9793 | 18.1297 | 18.3095 | 18.4642 | 18.6211 | 18.816 | 19.0079 | 19.2105 | 19.4067 | 19.6162 | 19.8603 | 20.0959 | 20.3438 | 20.6148
KIRKSTALL C/RING ROAD HORSFORTH | KIRKSTALL B | NPgY | NG FES - Two Degrees | Total CHP capacity (MW) | BSP | 0.00092291 | 0.47434 | 0.79905 | 0.91707 | 1.068 | 1.24 | 1.382 | 1.5291 | 1.7117 | 2.0547 | 2.3063 | 2.5201 | 2.7266 | 3.0482 | 3.2514 | 3.4487 | 3.6733 | 3.9722 | 4.1612 | 4.3543 | 4.5855 | 4.8193 | 5.0972 | 5.3375 | 5.5761 | 5.8719 | 6.1632 | 6.4703 | 6.768 | 7.0828 | 7.4496 | 7.8035 | 8.176 | 8.5831
LEEDS EAST | SKELTON GRANGE | NPgY | NG FES - Two Degrees | Total CHP capacity (MW) | BSP | 4.6158 | 5.0358 | 5.324 | 5.4286 | 5.5623 | 5.7147 | 5.8404 | 5.9708 | 6.1326 | 6.4363 | 6.6589 | 6.8478 | 7.0303 | 7.3151 | 7.4948 | 7.6692 | 7.8679 | 8.1325 | 8.2996 | 8.4703 | 8.6747 | 8.8815 | 9.1274 | 9.3399 | 9.5515 | 9.8137 | 10.072 | 10.3444 | 10.6085 | 10.888 | 11.2136 | 11.5279 | 11.8586 | 12.2201
LEEDS NORTH | SKELTON GRANGE | NPgY | NG FES - Two Degrees | Total CHP capacity (MW) | BSP | 2.0007 | 2.489 | 2.8241 | 2.9453 | 3.0999 | 3.2762 | 3.4215 | 3.5721 | 3.7594 | 4.11 | 4.3661 | 4.583 | 4.7923 | 5.1209 | 5.3274 | 5.5278 | 5.7565 | 6.062 | 6.2538 | 6.4494 | 6.6843 | 6.9219 | 7.2052 | 7.4496 | 7.6948 | 7.9991 | 8.2989 | 8.615 | 8.9214 | 9.247 | 9.6263 | 9.9924 | 10.3777 | 10.7989
LINDLEY | ELLAND | NPgY | NG FES - Two Degrees | Total CHP capacity (MW) | BSP | 3.3263 | 3.7772 | 4.0864 | 4.1995 | 4.3447 | 4.5099 | 4.6466 | 4.7882 | 4.9634 | 5.2942 | 5.5383 | 5.7465 | 5.9478 | 6.2583 | 6.4558 | 6.6476 | 6.8654 | 7.1535 | 7.3375 | 7.5261 | 7.7508 | 7.978 | 8.247 | 8.4803 | 8.7088 | 8.9915 | 9.2699 | 9.5634 | 9.8479 | 10.1467 | 10.4948 | 10.8308 | 11.1843 | 11.5707
LOW ROAD | SKELTON GRANGE | NPgY | NG FES - Two Degrees | Total CHP capacity (MW) | BSP | 0.00038667 | 0.47498 | 0.80073 | 0.91797 | 1.0672 | 1.2376 | 1.3778 | 1.5232 | 1.7044 | 2.0424 | 2.2883 | 2.4959 | 2.6962 | 3.0128 | 3.2108 | 3.4029 | 3.6226 | 3.9171 | 4.1008 | 4.2877 | 4.513 | 4.7409 | 5.0134 | 5.2478 | 5.4853 | 5.7804 | 6.071 | 6.3777 | 6.6747 | 6.9919 | 7.3614 | 7.7179 | 8.0932 | 8.5035
MALLARD WAY | WEST MELTON / THORPE MARSH | NPgY | NG FES - Two Degrees | Total CHP capacity (MW) | BSP | 2.4814 | 2.712 | 2.8702 | 2.9275 | 3.0007 | 3.0841 | 3.1529 | 3.2242 | 3.3128 | 3.479 | 3.6005 | 3.7035 | 3.803 | 3.9587 | 4.0567 | 4.1518 | 4.2604 | 4.4051 | 4.4962 | 4.5892 | 4.7007 | 4.8135 | 4.9478 | 5.0638 | 5.1798 | 5.3236 | 5.4653 | 5.6147 | 5.7594 | 5.913 | 6.092 | 6.2647 | 6.4465 | 6.6451
MENSTON | BRADFORD WEST | NPgY | NG FES - Two Degrees | Total CHP capacity (MW) | BSP | 4.5606 | 4.8648 | 5.0735 | 5.1493 | 5.2462 | 5.3567 | 5.4479 | 5.5424 | 5.6597 | 5.88 | 6.0415 | 6.1788 | 6.3113 | 6.5179 | 6.6483 | 6.7749 | 6.9192 | 7.1111 | 7.2324 | 7.3564 | 7.5048 | 7.6549 | 7.8333 | 7.9876 | 8.1409 | 8.3309 | 8.5181 | 8.7154 | 8.9067 | 9.109 | 9.3448 | 9.5723 | 9.8117 | 10.0734
MOSS ROAD | GRIMSBY WEST | NPgY | NG FES - Two Degrees | Total CHP capacity (MW) | BSP | 0.00040696 | 0.25748 | 0.43386 | 0.49774 | 0.57928 | 0.67229 | 0.74897 | 0.82846 | 0.92723 | 1.1123 | 1.2477 | 1.3625 | 1.4733 | 1.6468 | 1.7561 | 1.8621 | 1.983 | 2.1443 | 2.2458 | 2.3493 | 2.4736 | 2.5993 | 2.749 | 2.8782 | 3.0075 | 3.1678 | 3.3257 | 3.4922 | 3.6536 | 3.8249 | 4.0244 | 4.217 | 4.4196 | 4.6411
OSGODBY 1/2 | DRAX | NPgY | NG FES - Two Degrees | Total CHP capacity (MW) | BSP | 0 | 0 | 0 | 0 | 0 | 0 | 0 | 0 | 0 | 0 | 0 | 0 | 0 | 0 | 0 | 0 | 0 | 0 | 0 | 0 | 0 | 0 | 0 | 0 | 0 | 0 | 0 | 0 | 0 | 0 | 0 | 0 | 0 | 0
OSGODBY 3/4 | DRAX | NPgY | NG FES - Two Degrees | Total CHP capacity (MW) | BSP | 8.0753 | 8.3466 | 8.5327 | 8.6 | 8.6857 | 8.7836 | 8.8641 | 8.9477 | 9.0516 | 9.2461 | 9.388 | 9.5081 | 9.624 | 9.8061 | 9.9205 | 10.0315 | 10.1582 | 10.3277 | 10.4339 | 10.5421 | 10.6723 | 10.8039 | 10.9609 | 11.0963 | 11.2324 | 11.4014 | 11.5678 | 11.7433 | 11.9134 | 12.0944 | 12.3052 | 12.5086 | 12.7227 | 12.9568
RODLEY | SKELTON GRANGE | NPgY | NG FES - Two Degrees | Total CHP capacity (MW) | BSP | 0.00097833 | 0.41946 | 0.70645 | 0.81105 | 0.94497 | 1.0975 | 1.2235 | 1.3541 | 1.5159 | 1.8206 | 2.0446 | 2.2352 | 2.4193 | 2.7052 | 2.8862 | 3.0619 | 3.2618 | 3.5272 | 3.6957 | 3.8681 | 4.0741 | 4.2823 | 4.5295 | 4.7435 | 4.9549 | 5.2166 | 5.4745 | 5.7463 | 6.0098 | 6.2877 | 6.6115 | 6.924 | 7.2528 | 7.6122
SAINT ANDREWS ROAD 132/33KV | SKELTON GRANGE | NPgY | NG FES - Two Degrees | Total CHP capacity (MW) | BSP | 19.9509 | 20.3664 | 20.6514 | 20.7551 | 20.8879 | 21.0391 | 21.1639 | 21.2934 | 21.4538 | 21.7556 | 21.9773 | 22.1658 | 22.3479 | 22.631 | 22.8101 | 22.984 | 23.1818 | 23.4447 | 23.6114 | 23.7818 | 23.9855 | 24.1916 | 24.4363 | 24.648 | 24.8577 | 25.1174 | 25.3733 | 25.643 | 25.9045 | 26.1806 | 26.5023 | 26.8127 | 27.1395 | 27.4965
SALTEND 132/33KV | SALTEND NORTH | NPgY | NG FES - Two Degrees | Total CHP capacity (MW) | BSP | 11.05 | 11.0534 | 11.0558 | 11.0566 | 11.0577 | 11.0589 | 11.0599 | 11.0609 | 11.0622 | 11.0647 | 11.0664 | 11.0679 | 11.0693 | 11.0715 | 11.073 | 11.0743 | 11.0759 | 11.078 | 11.0793 | 11.0806 | 11.0822 | 11.0838 | 11.0857 | 11.0874 | 11.0891 | 11.0912 | 11.0933 | 11.0955 | 11.0977 | 11.1 | 11.1026 | 11.1052 | 11.1079 | 11.1109
SANTON | KEADBY | NPgY | NG FES - Two Degrees | Total CHP capacity (MW) | BSP | 0.32039 | 0.59193 | 0.77824 | 0.84565 | 0.93166 | 1.0298 | 1.1106 | 1.1945 | 1.2987 | 1.4939 | 1.6365 | 1.7573 | 1.874 | 2.0569 | 2.1719 | 2.2835 | 2.4109 | 2.581 | 2.6878 | 2.7968 | 2.9277 | 3.0601 | 3.2178 | 3.3539 | 3.4903 | 3.6596 | 3.8263 | 4.0021 | 4.1725 | 4.3535 | 4.5644 | 4.7678 | 4.982 | 5.2161
SCUNTHORPE NORTH | KEADBY | NPgY | NG FES - Two Degrees | Total CHP capacity (MW) | BSP | 0.00019451 | 0.24774 | 0.41764 | 0.47879 | 0.55661 | 0.6455 | 0.71863 | 0.79445 | 0.88892 | 1.0652 | 1.1934 | 1.3017 | 1.4062 | 1.5713 | 1.6746 | 1.7747 | 1.8893 | 2.0429 | 2.1387 | 2.2362 | 2.3537 | 2.4725 | 2.6146 | 2.7369 | 2.8608 | 3.0147 | 3.1662 | 3.3262 | 3.4811 | 3.6465 | 3.8393 | 4.0252 | 4.221 | 4.4349
SCUNTHORPE SOUTH | KEADBY | NPgY | NG FES - Two Degrees | Total CHP capacity (MW) | BSP | 0.00026329 | 0.13947 | 0.23495 | 0.26965 | 0.31402 | 0.36458 | 0.40632 | 0.44958 | 0.50325 | 0.60408 | 0.67805 | 0.74088 | 0.80157 | 0.89613 | 0.95586 | 1.0138 | 1.0799 | 1.1677 | 1.2233 | 1.28 | 1.348 | 1.4167 | 1.4984 | 1.569 | 1.6392 | 1.7262 | 1.8118 | 1.9021 | 1.9896 | 2.0822 | 2.1901 | 2.2941 | 2.4037 | 2.5234
SILSDEN | BRADFORD WEST | NPgY | NG FES - Two Degrees | Total CHP capacity (MW) | BSP | 1.1915 | 1.841 | 2.2864 | 2.4486 | 2.6562 | 2.8926 | 3.0879 | 3.2902 | 3.5412 | 4.0131 | 4.3599 | 4.6547 | 4.9395 | 5.3822 | 5.6624 | 5.9343 | 6.2438 | 6.6549 | 6.9156 | 7.1821 | 7.5008 | 7.8231 | 8.2058 | 8.537 | 8.8648 | 9.2709 | 9.6709 | 10.0926 | 10.5014 | 10.933 | 11.4358 | 11.921 | 12.4317 | 12.9898
SOWERBY BRIDGE 132/33KV | ELLAND | NPgY | NG FES - Two Degrees | Total CHP capacity (MW) | BSP | 0.0014666 | 0.45277 | 0.76217 | 0.87569 | 1.0215 | 1.1873 | 1.3246 | 1.4669 | 1.6427 | 1.9751 | 2.221 | 2.4309 | 2.634 | 2.9462 | 3.1451 | 3.3385 | 3.5577 | 3.8473 | 4.0328 | 4.2232 | 4.4496 | 4.6785 | 4.9493 | 5.1843 | 5.4134 | 5.6966 | 5.9756 | 6.2697 | 6.5548 | 6.8536 | 7.2016 | 7.5374 | 7.8909 | 8.2771
STAYGATE | SKELTON GRANGE | NPgY | NG FES - Two Degrees | Total CHP capacity (MW) | BSP | 9.5009 | 9.8542 | 10.0965 | 10.1849 | 10.2983 | 10.4273 | 10.534 | 10.6445 | 10.7814 | 11.0394 | 11.2294 | 11.3912 | 11.5476 | 11.7897 | 11.9433 | 12.0924 | 12.262 | 12.4867 | 12.6297 | 12.7762 | 12.9509 | 13.1276 | 13.3371 | 13.5187 | 13.6973 | 13.9185 | 14.1364 | 14.3661 | 14.5887 | 14.8232 | 15.0963 | 15.3599 | 15.6372 | 15.9404
THORNHILL 132KV | ELLAND | NPgY | NG FES - Two Degrees | Total CHP capacity (MW) | BSP | 55.1011 | 55.746 | 56.1884 | 56.3489 | 56.5538 | 56.7875 | 56.9802 | 57.18 | 57.4281 | 57.8935 | 58.2344 | 58.5235 | 58.8027 | 59.2391 | 59.5141 | 59.7811 | 60.0854 | 60.4909 | 60.7465 | 61.0076 | 61.3205 | 61.637 | 62.0136 | 62.3389 | 62.6635 | 63.066 | 63.4623 | 63.8803 | 64.2854 | 64.7148 | 65.215 | 65.6977 | 66.2057 | 66.7609
WAKEFIELD MONCKTON ROAD | WEST MELTON SECTION 3 | NPgY | NG FES - Two Degrees | Total CHP capacity (MW) | BSP | 0.4154 | 0.79407 | 1.0539 | 1.1477 | 1.267 | 1.4034 | 1.5156 | 1.6319 | 1.7767 | 2.0474 | 2.2446 | 2.4114 | 2.5723 | 2.8258 | 2.9847 | 3.1389 | 3.3151 | 3.5509 | 3.6984 | 3.8486 | 4.0294 | 4.2123 | 4.4307 | 4.6188 | 4.8085 | 5.0442 | 5.2763 | 5.5212 | 5.7584 | 6.0112 | 6.3057 | 6.59 | 6.8891 | 7.2161
WAKEFIELD NORTH | SKELTON GRANGE | NPgY | NG FES - Two Degrees | Total CHP capacity (MW) | BSP | 0.00068401 | 0.33674 | 0.56725 | 0.65105 | 0.75824 | 0.88037 | 0.98122 | 1.0857 | 1.2154 | 1.459 | 1.6378 | 1.7897 | 1.9365 | 2.165 | 2.3093 | 2.4495 | 2.6091 | 2.8214 | 2.9557 | 3.093 | 3.2572 | 3.4234 | 3.6208 | 3.7915 | 3.961 | 4.171 | 4.3778 | 4.5958 | 4.8072 | 5.0307 | 5.291 | 5.5422 | 5.8066 | 6.0955
WEST MELTON | WEST MELTON SECTION 3 | NPgY | NG FES - Two Degrees | Total CHP capacity (MW) | BSP | 0.0012552 | 0.57633 | 0.97075 | 1.1143 | 1.298 | 1.5073 | 1.6801 | 1.8593 | 2.0814 | 2.4991 | 2.8059 | 3.0668 | 3.3188 | 3.7107 | 3.9585 | 4.1992 | 4.473 | 4.837 | 5.0676 | 5.3034 | 5.5854 | 5.8706 | 6.2093 | 6.5024 | 6.7926 | 7.1521 | 7.5062 | 7.8795 | 8.2414 | 8.6236 | 9.0688 | 9.4984 | 9.9506 | 10.4448
WHINMOOR | FERRYBRIDGE B | NPgY | NG FES - Two Degrees | Total CHP capacity (MW) | BSP | 0.00063028 | 0.29922 | 0.50401 | 0.57853 | 0.67388 | 0.78251 | 0.87223 | 0.9652 | 1.0805 | 1.2973 | 1.4565 | 1.5919 | 1.7226 | 1.926 | 2.0546 | 2.1795 | 2.3216 | 2.5105 | 2.6301 | 2.7525 | 2.8988 | 3.0468 | 3.2226 | 3.3746 | 3.5253 | 3.7119 | 3.8958 | 4.0896 | 4.2775 | 4.4759 | 4.7071 | 4.9302 | 5.165 | 5.4216
WOLD NEWTON | KEADBY | NPgY | NG FES - Two Degrees | Total CHP capacity (MW) | BSP | 0.00049272 | 0.43876 | 0.73953 | 0.84805 | 0.98632 | 1.1442 | 1.2741 | 1.4089 | 1.5766 | 1.8901 | 2.1186 | 2.3119 | 2.4985 | 2.7921 | 2.9763 | 3.155 | 3.3591 | 3.6323 | 3.8033 | 3.9774 | 4.187 | 4.3989 | 4.6519 | 4.8699 | 5.0896 | 5.3625 | 5.6312 | 5.9146 | 6.1893 | 6.4818 | 6.8226 | 7.1515 | 7.4976 | 7.876
YARBOROUGH ROAD 132/33KV | GRIMSBY WEST | NPgY | NG FES - Two Degrees | Total CHP capacity (MW) | BSP | 36.3804 | 36.6099 | 36.7672 | 36.8244 | 36.8975 | 36.9809 | 37.0497 | 37.121 | 37.2094 | 37.3756 | 37.4975 | 37.6011 | 37.7011 | 37.857 | 37.9554 | 38.051 | 38.1598 | 38.3046 | 38.3962 | 38.4898 | 38.6018 | 38.715 | 38.8497 | 38.9661 | 39.0817 | 39.225 | 39.3662 | 39.515 | 39.6593 | 39.8119 | 39.9896 | 40.1611 | 40.3417 | 40.539

## TD_other generation capacity
Bulk Supply Point Name | Grid Supply Point Connected to | Licence area | Scenario name | Output parameter_Unit | Substation Type in Forecasting Model | 2017 | 2018 | 2019 | 2020 | 2021 | 2022 | 2023 | 2024 | 2025 | 2026 | 2027 | 2028 | 2029 | 2030 | 2031 | 2032 | 2033 | 2034 | 2035 | 2036 | 2037 | 2038 | 2039 | 2040 | 2041 | 2042 | 2043 | 2044 | 2045 | 2046 | 2047 | 2048 | 2049 | 2050
ANNFIELD | STELLA SOUTH | NPgN | NG FES - Two Degrees | Total other generation capacity (MW) | BSP | 1 | 1.8906 | 2.2618 | 2.3888 | 2.6432 | 2.7245 | 2.7106 | 2.7211 | 2.7231 | 2.723 | 2.7333 | 2.7028 | 2.6519 | 2.6118 | 2.6075 | 2.5725 | 2.0867 | 1.7461 | 1.7426 | 1.729 | 1.7093 | 1.6888 | 1.6438 | 1.5732 | 1.4854 | 1.3816 | 1.2635 | 1.133 | 1.0052 | 1.0044 | 1.0044 | 1.0045 | 1.0046 | 1.0046
BARRACK ROAD | STELLA NORTH | NPgN | NG FES - Two Degrees | Total other generation capacity (MW) | BSP | 4.575 | 5.7555 | 6.2474 | 6.4157 | 6.7528 | 6.8607 | 6.8422 | 6.8561 | 6.8588 | 6.8586 | 6.8722 | 6.8318 | 6.7644 | 6.7112 | 6.7055 | 6.6592 | 6.0154 | 5.5639 | 5.5593 | 5.5412 | 5.5152 | 5.4879 | 5.4283 | 5.3347 | 5.2183 | 5.0807 | 4.9242 | 4.7512 | 4.5819 | 4.5808 | 4.5809 | 4.581 | 4.5811 | 4.5812
BLUCHER | STELLA NORTH | NPgN | NG FES - Two Degrees | Total other generation capacity (MW) | BSP | 0 | 0.54731 | 0.77541 | 0.85343 | 1.0097 | 1.0597 | 1.0512 | 1.0576 | 1.0588 | 1.0588 | 1.0651 | 1.0464 | 1.0151 | 0.99044 | 0.98781 | 0.96633 | 0.66782 | 0.45848 | 0.45636 | 0.44798 | 0.43589 | 0.42328 | 0.39564 | 0.35222 | 0.29828 | 0.23448 | 0.1619 | 0.081706 | 0.0031938 | 0.0026977 | 0.0027339 | 0.0027792 | 0.0028154 | 0.0028516
BOWESFIELD | NORTON | NPgN | NG FES - Two Degrees | Total other generation capacity (MW) | BSP | 0 | 1.1651 | 1.6506 | 1.8167 | 2.1495 | 2.2559 | 2.2377 | 2.2514 | 2.254 | 2.2539 | 2.2673 | 2.2274 | 2.1609 | 2.1084 | 2.1028 | 2.057 | 1.4216 | 0.97597 | 0.97146 | 0.95363 | 0.9279 | 0.90105 | 0.84221 | 0.74978 | 0.63496 | 0.49914 | 0.34463 | 0.17393 | 0.0067986 | 0.0057426 | 0.0058197 | 0.0059161 | 0.0059932 | 0.0060702
CHIRTON GRANGE | TYNEMOUTH | NPgN | NG FES - Two Degrees | Total other generation capacity (MW) | BSP | 1.188 | 2.1042 | 2.486 | 2.6166 | 2.8783 | 2.962 | 2.9477 | 2.9584 | 2.9605 | 2.9604 | 2.9709 | 2.9396 | 2.8873 | 2.846 | 2.8416 | 2.8056 | 2.3059 | 1.9555 | 1.9519 | 1.9379 | 1.9177 | 1.8966 | 1.8503 | 1.7776 | 1.6873 | 1.5805 | 1.459 | 1.3248 | 1.1933 | 1.1925 | 1.1926 | 1.1927 | 1.1927 | 1.1928
COALBURNS | STELLA SOUTH | NPgN | NG FES - Two Degrees | Total other generation capacity (MW) | BSP | 2.5 | 3.1079 | 3.3613 | 3.4479 | 3.6216 | 3.6771 | 3.6676 | 3.6747 | 3.6761 | 3.676 | 3.683 | 3.6622 | 3.6275 | 3.6001 | 3.5972 | 3.5733 | 3.2418 | 3.0092 | 3.0069 | 2.9976 | 2.9842 | 2.9702 | 2.9395 | 2.8912 | 2.8313 | 2.7604 | 2.6798 | 2.5908 | 2.5035 | 2.503 | 2.503 | 2.5031 | 2.5031 | 2.5032
DARLINGTON CENTRAL | NORTON | NPgN | NG FES - Two Degrees | Total other generation capacity (MW) | BSP | 0 | 0.72851 | 1.0321 | 1.136 | 1.344 | 1.4106 | 1.3992 | 1.4078 | 1.4094 | 1.4093 | 1.4177 | 1.3928 | 1.3512 | 1.3184 | 1.3149 | 1.2863 | 0.88892 | 0.61027 | 0.60745 | 0.5963 | 0.58021 | 0.56342 | 0.52663 | 0.46883 | 0.39704 | 0.31211 | 0.2155 | 0.10876 | 0.0042512 | 0.0035909 | 0.0036391 | 0.0036993 | 0.0037475 | 0.0037957
DARLINGTON NORTH | NORTON | NPgN | NG FES - Two Degrees | Total other generation capacity (MW) | BSP | 12.179 | 13.7874 | 14.0618 | 14.1556 | 14.3436 | 14.4038 | 14.3935 | 14.4012 | 14.4027 | 14.4026 | 14.4102 | 14.3877 | 14.3501 | 14.3204 | 14.3173 | 14.2914 | 13.9323 | 13.6805 | 13.678 | 13.6679 | 13.6533 | 13.6382 | 13.6049 | 13.5527 | 13.4878 | 13.4111 | 13.3237 | 13.2273 | 13.1328 | 13.1322 | 13.1323 | 13.1323 | 13.1324 | 13.1324
DUNSTON | STELLA NORTH | NPgN | NG FES - Two Degrees | Total other generation capacity (MW) | BSP | 10.175 | 11.8474 | 12.5444 | 12.7828 | 13.2604 | 13.4132 | 13.3871 | 13.4067 | 13.4105 | 13.4103 | 13.4296 | 13.3723 | 13.2768 | 13.2014 | 13.1934 | 13.1278 | 12.2156 | 11.5759 | 11.5695 | 11.5439 | 11.5069 | 11.4684 | 11.3839 | 11.2513 | 11.0864 | 10.8915 | 10.6697 | 10.4247 | 10.1848 | 10.1832 | 10.1834 | 10.1835 | 10.1836 | 10.1837
FLATWORTH | TYNEMOUTH | NPgN | NG FES - Two Degrees | Total other generation capacity (MW) | BSP | 28.576 | 28.9658 | 29.1282 | 29.1838 | 29.2951 | 29.3308 | 29.3247 | 29.3292 | 29.3301 | 29.3301 | 29.3346 | 29.3212 | 29.299 | 29.2814 | 29.2795 | 29.2642 | 29.0516 | 28.9025 | 28.901 | 28.8951 | 28.8864 | 28.8775 | 28.8578 | 28.8269 | 28.7884 | 28.743 | 28.6913 | 28.6342 | 28.5783 | 28.5779 | 28.5779 | 28.578 | 28.578 | 28.578
GOSFORTH | TYNEMOUTH | NPgN | NG FES - Two Degrees | Total other generation capacity (MW) | BSP | 6.555 | 7.3715 | 7.7118 | 7.8282 | 8.0614 | 8.136 | 8.1232 | 8.1328 | 8.1346 | 8.1346 | 8.144 | 8.116 | 8.0694 | 8.0326 | 8.0287 | 7.9966 | 7.5513 | 7.239 | 7.2358 | 7.2233 | 7.2053 | 7.1865 | 7.1452 | 7.0805 | 7 | 6.9048 | 6.7965 | 6.6769 | 6.5598 | 6.559 | 6.5591 | 6.5591 | 6.5592 | 6.5593
HARROGATE 132/33KV | KNARESBOROUGH | NPgN | NG FES - Two Degrees | Total other generation capacity (MW) | BSP | 0 | 0.69652 | 0.9868 | 1.0861 | 1.285 | 1.3487 | 1.3378 | 1.346 | 1.3475 | 1.3474 | 1.3555 | 1.3316 | 1.2919 | 1.2605 | 1.2571 | 1.2298 | 0.84988 | 0.58347 | 0.58077 | 0.57011 | 0.55473 | 0.53868 | 0.5035 | 0.44824 | 0.3796 | 0.2984 | 0.20603 | 0.10398 | 0.0040644 | 0.0034331 | 0.0034792 | 0.0035368 | 0.0035829 | 0.003629
HUSTHWAITE | KNARESBOROUGH | NPgN | NG FES - Two Degrees | Total other generation capacity (MW) | BSP | 2.475 | 2.9199 | 3.1053 | 3.1687 | 3.2957 | 3.3364 | 3.3294 | 3.3347 | 3.3356 | 3.3356 | 3.3407 | 3.3255 | 3.3001 | 3.28 | 3.2779 | 3.2604 | 3.0178 | 2.8477 | 2.8459 | 2.8391 | 2.8293 | 2.819 | 2.7966 | 2.7613 | 2.7174 | 2.6656 | 2.6066 | 2.5414 | 2.4776 | 2.4772 | 2.4772 | 2.4773 | 2.4773 | 2.4773
LEEMING BAR_SKEEBY | NORTON | NPgN | NG FES - Two Degrees | Total other generation capacity (MW) | BSP | 1.425 | 3.2103 | 3.9543 | 4.2089 | 4.7187 | 4.8818 | 4.8539 | 4.8749 | 4.8789 | 4.8787 | 4.8993 | 4.8382 | 4.7362 | 4.6558 | 4.6472 | 4.5771 | 3.6034 | 2.9205 | 2.9136 | 2.8863 | 2.8469 | 2.8057 | 2.7156 | 2.5739 | 2.398 | 2.1899 | 1.9531 | 1.6915 | 1.4354 | 1.4338 | 1.4339 | 1.4341 | 1.4342 | 1.4343
LINTON | BLYTH 132kV | NPgN | NG FES - Two Degrees | Total other generation capacity (MW) | BSP | 0 | 1.1168 | 1.5822 | 1.7414 | 2.0603 | 2.1624 | 2.1449 | 2.1581 | 2.1605 | 2.1604 | 2.1733 | 2.1351 | 2.0713 | 2.021 | 2.0156 | 1.9718 | 1.3627 | 0.93551 | 0.93118 | 0.91409 | 0.88943 | 0.86369 | 0.8073 | 0.71869 | 0.60864 | 0.47845 | 0.33035 | 0.16672 | 0.0065168 | 0.0055046 | 0.0055784 | 0.0056708 | 0.0057447 | 0.0058186
MALTON GRID | OSBALDWICK | NPgN | NG FES - Two Degrees | Total other generation capacity (MW) | BSP | 0.861 | 2.4192 | 3.0687 | 3.2908 | 3.7358 | 3.8782 | 3.8538 | 3.8722 | 3.8757 | 3.8755 | 3.8934 | 3.8401 | 3.7511 | 3.6809 | 3.6734 | 3.6122 | 2.7623 | 2.1663 | 2.1603 | 2.1365 | 2.102 | 2.0661 | 1.9874 | 1.8638 | 1.7102 | 1.5286 | 1.3219 | 1.0936 | 0.87009 | 0.86868 | 0.86878 | 0.86891 | 0.86902 | 0.86912
MELROSEGATE | OSBALDWICK | NPgN | NG FES - Two Degrees | Total other generation capacity (MW) | BSP | 8.55 | 10.3913 | 11.1587 | 11.4212 | 11.947 | 12.1153 | 12.0865 | 12.1081 | 12.1122 | 12.1121 | 12.1333 | 12.0703 | 11.9651 | 11.8821 | 11.8732 | 11.801 | 10.7967 | 10.0924 | 10.0853 | 10.0571 | 10.0165 | 9.974 | 9.881 | 9.735 | 9.5535 | 9.3388 | 9.0947 | 8.8249 | 8.5607 | 8.5591 | 8.5592 | 8.5593 | 8.5595 | 8.5596
NORTH TEES | NORTON | NPgN | NG FES - Two Degrees | Total other generation capacity (MW) | BSP | 70.543 | 72.2498 | 72.9612 | 73.2045 | 73.692 | 73.8479 | 73.8212 | 73.8413 | 73.8451 | 73.845 | 73.8646 | 73.8062 | 73.7087 | 73.6318 | 73.6236 | 73.5566 | 72.6257 | 71.9728 | 71.9662 | 71.9401 | 71.9024 | 71.863 | 71.7769 | 71.6414 | 71.4732 | 71.2742 | 71.0479 | 70.7978 | 70.553 | 70.5514 | 70.5515 | 70.5517 | 70.5518 | 70.5519
POTTER HOUSE | SPENNYMOOR | NPgN | NG FES - Two Degrees | Total other generation capacity (MW) | BSP | 0 | 1.1371 | 1.611 | 1.7731 | 2.0978 | 2.2017 | 2.1839 | 2.1973 | 2.1998 | 2.1997 | 2.2128 | 2.1739 | 2.109 | 2.0577 | 2.0522 | 2.0076 | 1.3874 | 0.95252 | 0.94811 | 0.93071 | 0.9056 | 0.8794 | 0.82198 | 0.73176 | 0.61971 | 0.48715 | 0.33635 | 0.16975 | 0.0066352 | 0.0056046 | 0.0056799 | 0.0057739 | 0.0058491 | 0.0059244
RAVENSWORTH | STELLA SOUTH | NPgN | NG FES - Two Degrees | Total other generation capacity (MW) | BSP | 3.99 | 4.5444 | 4.7754 | 4.8545 | 5.0128 | 5.0634 | 5.0548 | 5.0613 | 5.0625 | 5.0625 | 5.0689 | 5.0499 | 5.0182 | 4.9932 | 4.9906 | 4.9688 | 4.6664 | 4.4544 | 4.4523 | 4.4438 | 4.4315 | 4.4188 | 4.3908 | 4.3468 | 4.2921 | 4.2275 | 4.154 | 4.0728 | 3.9932 | 3.9927 | 3.9928 | 3.9928 | 3.9929 | 3.9929
SCARBOROUGH GRID | OSBALDWICK | NPgN | NG FES - Two Degrees | Total other generation capacity (MW) | BSP | 1.5 | 3.1816 | 3.8825 | 4.1222 | 4.6024 | 4.7561 | 4.7298 | 4.7496 | 4.7533 | 4.7532 | 4.7725 | 4.715 | 4.6189 | 4.5431 | 4.535 | 4.4691 | 3.5519 | 2.9087 | 2.9022 | 2.8764 | 2.8393 | 2.8005 | 2.7156 | 2.5822 | 2.4165 | 2.2204 | 1.9974 | 1.751 | 1.5098 | 1.5083 | 1.5084 | 1.5085 | 1.5087 | 1.5088
SEAL SANDS | SALTHOLME | NPgN | NG FES - Two Degrees | Total other generation capacity (MW) | BSP | 48.905 | 48.9155 | 48.9198 | 48.9213 | 48.9243 | 48.9253 | 48.9251 | 48.9252 | 48.9252 | 48.9252 | 48.9254 | 48.925 | 48.9244 | 48.9239 | 48.9239 | 48.9235 | 48.9178 | 48.9138 | 48.9137 | 48.9136 | 48.9133 | 48.9131 | 48.9126 | 48.9117 | 48.9107 | 48.9095 | 48.9081 | 48.9066 | 48.9051 | 48.9051 | 48.9051 | 48.9051 | 48.9051 | 48.9051
SPADEADAM 33KV | SPADEADAM | NPgN | NG FES - Two Degrees | Total other generation capacity (MW) | BSP | 0 | 0.038764 | 0.054919 | 0.060446 | 0.071516 | 0.075058 | 0.074452 | 0.074908 | 0.074994 | 0.074991 | 0.075437 | 0.074111 | 0.071896 | 0.070149 | 0.069963 | 0.068441 | 0.047299 | 0.032472 | 0.032322 | 0.031729 | 0.030873 | 0.029979 | 0.028022 | 0.024946 | 0.021126 | 0.016607 | 0.011467 | 0.0057869 | 0.0002262 | 0.00019107 | 0.00019363 | 0.00019684 | 0.0001994 | 0.00020197
SPENNYMOOR 132/66KV | SPENNYMOOR | NPgN | NG FES - Two Degrees | Total other generation capacity (MW) | BSP | 23.008 | 24.4275 | 25.0191 | 25.2215 | 25.6268 | 25.7566 | 25.7344 | 25.7511 | 25.7542 | 25.7541 | 25.7704 | 25.7219 | 25.6408 | 25.5768 | 25.57 | 25.5143 | 24.74 | 24.1971 | 24.1916 | 24.1699 | 24.1385 | 24.1058 | 24.0341 | 23.9215 | 23.7816 | 23.6161 | 23.4279 | 23.2199 | 23.0163 | 23.015 | 23.0151 | 23.0152 | 23.0153 | 23.0154
TORONTO | SPENNYMOOR | NPgN | NG FES - Two Degrees | Total other generation capacity (MW) | BSP | 4.076 | 5.1592 | 5.6107 | 5.7651 | 6.0745 | 6.1735 | 6.1565 | 6.1693 | 6.1717 | 6.1716 | 6.184 | 6.147 | 6.0851 | 6.0363 | 6.0311 | 5.9886 | 5.3977 | 4.9834 | 4.9792 | 4.9626 | 4.9387 | 4.9138 | 4.8591 | 4.7731 | 4.6664 | 4.5401 | 4.3964 | 4.2377 | 4.0823 | 4.0813 | 4.0814 | 4.0815 | 4.0816 | 4.0816
WORMALD GREEN 132/33KV | KNARESBOROUGH | NPgN | NG FES - Two Degrees | Total other generation capacity (MW) | BSP | 32.525 | 33.3993 | 33.7637 | 33.8884 | 34.1381 | 34.218 | 34.2043 | 34.2146 | 34.2165 | 34.2165 | 34.2265 | 34.1966 | 34.1467 | 34.1073 | 34.103 | 34.0687 | 33.5919 | 33.2574 | 33.254 | 33.2407 | 33.2214 | 33.2012 | 33.157 | 33.0877 | 33.0015 | 32.8996 | 32.7836 | 32.6555 | 32.5301 | 32.5293 | 32.5294 | 32.5294 | 32.5295 | 32.5296
ATTERCLIFFE | WEST MELTON / THORPE MARSH | NPgY | NG FES - Two Degrees | Total other generation capacity (MW) | BSP | 20.405 | 21.2569 | 21.4419 | 21.498 | 21.7 | 21.7705 | 21.7555 | 21.7614 | 21.7627 | 21.7627 | 21.7764 | 21.7486 | 21.6947 | 21.6549 | 21.6557 | 21.6312 | 21.1924 | 20.8847 | 20.8963 | 20.8901 | 20.8736 | 20.8566 | 20.8218 | 20.7662 | 20.7044 | 20.6368 | 20.5643 | 20.4881 | 20.4152 | 20.4136 | 20.4137 | 20.4137 | 20.4138 | 20.4138
BARUGH 132/66KV | WEST MELTON SECTION 3 | NPgY | NG FES - Two Degrees | Total other generation capacity (MW) | BSP | 9.88 | 11.199 | 11.4853 | 11.5722 | 11.8849 | 11.994 | 11.9709 | 11.9801 | 11.9821 | 11.9821 | 12.0033 | 11.9603 | 11.8767 | 11.8151 | 11.8164 | 11.7784 | 11.0991 | 10.6228 | 10.6407 | 10.6311 | 10.6055 | 10.5792 | 10.5253 | 10.4392 | 10.3436 | 10.2388 | 10.1266 | 10.0086 | 9.8958 | 9.8933 | 9.8934 | 9.8935 | 9.8936 | 9.8937
BEESTON ROYDS 132/33KV | KIRKSTALL B | NPgY | NG FES - Two Degrees | Total other generation capacity (MW) | BSP | 4.955 | 6.594 | 6.9498 | 7.0579 | 7.4465 | 7.582 | 7.5533 | 7.5647 | 7.5672 | 7.5671 | 7.5936 | 7.5401 | 7.4363 | 7.3597 | 7.3613 | 7.3141 | 6.4699 | 5.878 | 5.9003 | 5.8883 | 5.8566 | 5.8238 | 5.7569 | 5.6499 | 5.5311 | 5.4009 | 5.2615 | 5.1148 | 4.9746 | 4.9715 | 4.9717 | 4.9718 | 4.9719 | 4.972
BEVERLEY 132/33KV | CREYKE BECK | NPgY | NG FES - Two Degrees | Total other generation capacity (MW) | BSP | 9.833 | 11.5468 | 11.9189 | 12.0318 | 12.4382 | 12.5799 | 12.5498 | 12.5618 | 12.5644 | 12.5644 | 12.592 | 12.5361 | 12.4275 | 12.3474 | 12.3491 | 12.2997 | 11.417 | 10.7981 | 10.8214 | 10.8089 | 10.7758 | 10.7415 | 10.6715 | 10.5596 | 10.4354 | 10.2992 | 10.1535 | 10.0001 | 9.8535 | 9.8503 | 9.8504 | 9.8505 | 9.8507 | 9.8508
BINGLEY 132/33KV | BRADFORD WEST | NPgY | NG FES - Two Degrees | Total other generation capacity (MW) | BSP | 0.475 | 1.4909 | 1.7114 | 1.7783 | 2.0192 | 2.1032 | 2.0854 | 2.0925 | 2.094 | 2.094 | 2.1104 | 2.0772 | 2.0129 | 1.9654 | 1.9664 | 1.9371 | 1.4139 | 1.0471 | 1.0609 | 1.0535 | 1.0338 | 1.0135 | 0.97202 | 0.90571 | 0.83206 | 0.75135 | 0.66496 | 0.57405 | 0.48714 | 0.48524 | 0.48533 | 0.4854 | 0.48547 | 0.48555
BLACKBURN MEADOWS B | WEST MELTON / THORPE MARSH | NPgY | NG FES - Two Degrees | Total other generation capacity (MW) | BSP | 35.3 | 35.7749 | 35.878 | 35.9093 | 36.0219 | 36.0611 | 36.0528 | 36.0561 | 36.0568 | 36.0568 | 36.0645 | 36.049 | 36.0189 | 35.9967 | 35.9972 | 35.9835 | 35.7389 | 35.5674 | 35.5739 | 35.5704 | 35.5612 | 35.5517 | 35.5323 | 35.5013 | 35.4669 | 35.4292 | 35.3888 | 35.3463 | 35.3057 | 35.3048 | 35.3048 | 35.3049 | 35.3049 | 35.3049
BLYTON | KEADBY | NPgY | NG FES - Two Degrees | Total other generation capacity (MW) | BSP | 8.915 | 10.0074 | 10.2445 | 10.3165 | 10.5755 | 10.6659 | 10.6467 | 10.6543 | 10.656 | 10.656 | 10.6736 | 10.6379 | 10.5687 | 10.5177 | 10.5188 | 10.4873 | 9.9247 | 9.5302 | 9.545 | 9.537 | 9.5159 | 9.4941 | 9.4495 | 9.3782 | 9.299 | 9.2122 | 9.1193 | 9.0215 | 8.9281 | 8.926 | 8.9261 | 8.9262 | 8.9263 | 8.9263
BRADFORD | BRADFORD WEST | NPgY | NG FES - Two Degrees | Total other generation capacity (MW) | BSP | 0 | 1.9604 | 2.386 | 2.5152 | 2.98 | 3.1421 | 3.1077 | 3.1214 | 3.1243 | 3.1243 | 3.1559 | 3.092 | 2.9678 | 2.8761 | 2.8781 | 2.8216 | 1.8119 | 1.104 | 1.1306 | 1.1163 | 1.0784 | 1.0392 | 0.95915 | 0.83118 | 0.68905 | 0.53331 | 0.36658 | 0.19115 | 0.023433 | 0.019771 | 0.019931 | 0.02007 | 0.02021 | 0.02035
BRAMHAM | FERRYBRIDGE B | NPgY | NG FES - Two Degrees | Total other generation capacity (MW) | BSP | 6.825 | 8.117 | 8.3975 | 8.4826 | 8.7889 | 8.8958 | 8.8731 | 8.8822 | 8.8841 | 8.8841 | 8.9049 | 8.8628 | 8.7809 | 8.7205 | 8.7218 | 8.6846 | 8.0192 | 7.5526 | 7.5701 | 7.5607 | 7.5357 | 7.5099 | 7.4571 | 7.3728 | 7.2791 | 7.1765 | 7.0666 | 6.951 | 6.8404 | 6.838 | 6.8381 | 6.8382 | 6.8383 | 6.8384
BRANSHOLME | CREYKE BECK | NPgY | NG FES - Two Degrees | Total other generation capacity (MW) | BSP | 23.75 | 24.1723 | 24.2639 | 24.2918 | 24.3919 | 24.4268 | 24.4194 | 24.4223 | 24.423 | 24.423 | 24.4298 | 24.416 | 24.3892 | 24.3695 | 24.3699 | 24.3578 | 24.1403 | 23.9878 | 23.9935 | 23.9904 | 23.9823 | 23.9738 | 23.9566 | 23.929 | 23.8984 | 23.8649 | 23.829 | 23.7912 | 23.755 | 23.7543 | 23.7543 | 23.7543 | 23.7544 | 23.7544
BRIGHOUSE 132/33KV | ELLAND | NPgY | NG FES - Two Degrees | Total other generation capacity (MW) | BSP | 1.52 | 2.8216 | 3.1041 | 3.1899 | 3.4985 | 3.6062 | 3.5833 | 3.5924 | 3.5943 | 3.5943 | 3.6153 | 3.5729 | 3.4904 | 3.4296 | 3.4309 | 3.3934 | 2.723 | 2.253 | 2.2706 | 2.2612 | 2.236 | 2.21 | 2.1568 | 2.0718 | 1.9775 | 1.8741 | 1.7634 | 1.6469 | 1.5356 | 1.5331 | 1.5332 | 1.5333 | 1.5334 | 1.5335
DONCASTER B/THORPE MARSH | WEST MELTON / THORPE MARSH | NPgY | NG FES - Two Degrees | Total other generation capacity (MW) | BSP | 44.906 | 49.2758 | 49.7914 | 49.9479 | 50.5109 | 50.7074 | 50.6657 | 50.6823 | 50.6858 | 50.6858 | 50.7241 | 50.6466 | 50.4962 | 50.3852 | 50.3876 | 50.3191 | 49.096 | 48.2384 | 48.2706 | 48.2533 | 48.2074 | 48.1599 | 48.0629 | 47.9079 | 47.7357 | 47.547 | 47.3451 | 47.1326 | 46.9294 | 46.925 | 46.9251 | 46.9253 | 46.9255 | 46.9257
DONCASTER CENTRAL | WEST MELTON / THORPE MARSH | NPgY | NG FES - Two Degrees | Total other generation capacity (MW) | BSP | 0 | 0.5749 | 0.6997 | 0.7376 | 0.87389 | 0.92145 | 0.91135 | 0.91537 | 0.91623 | 0.91623 | 0.92549 | 0.90674 | 0.87032 | 0.84345 | 0.84403 | 0.82746 | 0.53136 | 0.32375 | 0.33156 | 0.32737 | 0.31624 | 0.30475 | 0.28128 | 0.24375 | 0.20207 | 0.1564 | 0.1075 | 0.056056 | 0.0068718 | 0.0057979 | 0.0058448 | 0.0058858 | 0.0059268 | 0.0059679
DRIFFIELD/BEVERLEY GROUP | CREYKE BECK | NPgY | NG FES - Two Degrees | Total other generation capacity (MW) | BSP | 29.996 | 32.7039 | 33.2918 | 33.4703 | 34.1123 | 34.3363 | 34.2887 | 34.3076 | 34.3117 | 34.3117 | 34.3553 | 34.267 | 34.0955 | 33.9689 | 33.9716 | 33.8936 | 32.4989 | 31.5209 | 31.5577 | 31.538 | 31.4856 | 31.4315 | 31.3209 | 31.1441 | 30.9478 | 30.7327 | 30.5024 | 30.26 | 30.0284 | 30.0233 | 30.0235 | 30.0237 | 30.0239 | 30.0241
FEATHERSTONE | FERRYBRIDGE B | NPgY | NG FES - Two Degrees | Total other generation capacity (MW) | BSP | 32.486 | 33.7302 | 34.0003 | 34.0823 | 34.3772 | 34.4802 | 34.4583 | 34.467 | 34.4689 | 34.4688 | 34.4889 | 34.4483 | 34.3695 | 34.3113 | 34.3126 | 34.2767 | 33.6359 | 33.1866 | 33.2035 | 33.1945 | 33.1704 | 33.1455 | 33.0947 | 33.0135 | 32.9233 | 32.8245 | 32.7186 | 32.6073 | 32.5009 | 32.4985 | 32.4986 | 32.4987 | 32.4988 | 32.4989
GIRLINGTON | BRADFORD WEST | NPgY | NG FES - Two Degrees | Total other generation capacity (MW) | BSP | 11.744 | 13.1208 | 13.4197 | 13.5104 | 13.8368 | 13.9507 | 13.9266 | 13.9362 | 13.9382 | 13.9382 | 13.9604 | 13.9155 | 13.8283 | 13.7639 | 13.7653 | 13.7256 | 13.0165 | 12.5193 | 12.538 | 12.528 | 12.5014 | 12.4738 | 12.4176 | 12.3277 | 12.2279 | 12.1185 | 12.0014 | 11.8782 | 11.7605 | 11.7579 | 11.758 | 11.7581 | 11.7582 | 11.7583
HALIFAX 132/33KV | ELLAND | NPgY | NG FES - Two Degrees | Total other generation capacity (MW) | BSP | 0 | 0.82974 | 1.0099 | 1.0645 | 1.2613 | 1.3299 | 1.3153 | 1.3211 | 1.3224 | 1.3224 | 1.3357 | 1.3087 | 1.2561 | 1.2173 | 1.2182 | 1.1942 | 0.76689 | 0.46726 | 0.47853 | 0.47248 | 0.45642 | 0.43984 | 0.40596 | 0.35179 | 0.29164 | 0.22572 | 0.15515 | 0.080904 | 0.0099178 | 0.0083679 | 0.0084356 | 0.0084948 | 0.008554 | 0.0086132
HECKMONDWIKE | SKELTON GRANGE | NPgY | NG FES - Two Degrees | Total other generation capacity (MW) | BSP | 1.303 | 2.2136 | 2.4113 | 2.4713 | 2.6872 | 2.7625 | 2.7466 | 2.7529 | 2.7543 | 2.7543 | 2.769 | 2.7392 | 2.6816 | 2.639 | 2.6399 | 2.6137 | 2.1447 | 1.8158 | 1.8282 | 1.8215 | 1.8039 | 1.7857 | 1.7485 | 1.6891 | 1.6231 | 1.5507 | 1.4733 | 1.3918 | 1.3139 | 1.3122 | 1.3123 | 1.3123 | 1.3124 | 1.3125
HOLMFIELD | BRADFORD WEST | NPgY | NG FES - Two Degrees | Total other generation capacity (MW) | BSP | 0 | 1.075 | 1.3084 | 1.3792 | 1.6341 | 1.723 | 1.7041 | 1.7116 | 1.7133 | 1.7132 | 1.7306 | 1.6955 | 1.6274 | 1.5772 | 1.5782 | 1.5473 | 0.99359 | 0.60538 | 0.61998 | 0.61214 | 0.59134 | 0.56986 | 0.52596 | 0.45578 | 0.37784 | 0.29244 | 0.20102 | 0.10482 | 0.012849 | 0.010841 | 0.010929 | 0.011006 | 0.011083 | 0.011159
HULL EAST 132/33KV | SALTEND NORTH | NPgY | NG FES - Two Degrees | Total other generation capacity (MW) | BSP | 27.1 | 27.9989 | 28.194 | 28.2533 | 28.4664 | 28.5407 | 28.5249 | 28.5312 | 28.5326 | 28.5326 | 28.547 | 28.5177 | 28.4608 | 28.4188 | 28.4197 | 28.3938 | 27.9308 | 27.6062 | 27.6184 | 27.6119 | 27.5945 | 27.5765 | 27.5398 | 27.4811 | 27.4159 | 27.3445 | 27.2681 | 27.1876 | 27.1107 | 27.1091 | 27.1091 | 27.1092 | 27.1093 | 27.1093
HULL SOUTH | CREYKE BECK | NPgY | NG FES - Two Degrees | Total other generation capacity (MW) | BSP | 0 | 1.7986 | 2.1891 | 2.3076 | 2.7341 | 2.8829 | 2.8513 | 2.8638 | 2.8665 | 2.8665 | 2.8955 | 2.8368 | 2.7229 | 2.6388 | 2.6406 | 2.5888 | 1.6624 | 1.0129 | 1.0373 | 1.0242 | 0.9894 | 0.95345 | 0.88 | 0.76259 | 0.63219 | 0.4893 | 0.33633 | 0.17538 | 0.021499 | 0.018139 | 0.018286 | 0.018414 | 0.018543 | 0.018671
HULL WEST | CREYKE BECK | NPgY | NG FES - Two Degrees | Total other generation capacity (MW) | BSP | 15.217 | 16.0054 | 16.1766 | 16.2285 | 16.4155 | 16.4807 | 16.4668 | 16.4723 | 16.4735 | 16.4735 | 16.4862 | 16.4605 | 16.4106 | 16.3737 | 16.3745 | 16.3518 | 15.9457 | 15.661 | 15.6717 | 15.666 | 15.6507 | 15.6349 | 15.6027 | 15.5513 | 15.4941 | 15.4315 | 15.3644 | 15.2939 | 15.2264 | 15.225 | 15.225 | 15.2251 | 15.2251 | 15.2252
HUMBERSTON | GRIMSBY WEST | NPgY | NG FES - Two Degrees | Total other generation capacity (MW) | BSP | 0 | 0.5175 | 0.62984 | 0.66395 | 0.78664 | 0.82945 | 0.82036 | 0.82397 | 0.82475 | 0.82474 | 0.83309 | 0.8162 | 0.78342 | 0.75923 | 0.75975 | 0.74484 | 0.4783 | 0.29142 | 0.29845 | 0.29468 | 0.28467 | 0.27432 | 0.25319 | 0.21941 | 0.18189 | 0.14078 | 0.096767 | 0.050459 | 0.0061856 | 0.005219 | 0.0052612 | 0.0052981 | 0.005335 | 0.005372
HUNNINGLEY | WEST MELTON SECTION 3 | NPgY | NG FES - Two Degrees | Total other generation capacity (MW) | BSP | 0 | 0.49967 | 0.60814 | 0.64107 | 0.75953 | 0.80087 | 0.79209 | 0.79558 | 0.79633 | 0.79633 | 0.80438 | 0.78808 | 0.75643 | 0.73307 | 0.73358 | 0.71918 | 0.46182 | 0.28138 | 0.28817 | 0.28453 | 0.27486 | 0.26487 | 0.24447 | 0.21185 | 0.17562 | 0.13593 | 0.093433 | 0.04872 | 0.0059725 | 0.0050391 | 0.0050799 | 0.0051156 | 0.0051512 | 0.0051869
HUNSHELF | WEST MELTON SECTION 3 | NPgY | NG FES - Two Degrees | Total other generation capacity (MW) | BSP | 0.775 | 1.346 | 1.4699 | 1.5076 | 1.6429 | 1.6902 | 1.6801 | 1.6841 | 1.685 | 1.685 | 1.6942 | 1.6756 | 1.6394 | 1.6127 | 1.6133 | 1.5968 | 1.3027 | 1.0965 | 1.1043 | 1.1001 | 1.0891 | 1.0777 | 1.0544 | 1.0171 | 0.97569 | 0.93033 | 0.88177 | 0.83067 | 0.78182 | 0.78076 | 0.7808 | 0.78085 | 0.78089 | 0.78093
IMMINGHAM | GRIMSBY WEST | NPgY | NG FES - Two Degrees | Total other generation capacity (MW) | BSP | 52.314 | 52.7497 | 52.8443 | 52.8731 | 52.9764 | 53.0124 | 53.0048 | 53.0078 | 53.0085 | 53.0084 | 53.0155 | 53.0013 | 52.9737 | 52.9533 | 52.9537 | 52.9412 | 52.7167 | 52.5594 | 52.5653 | 52.5621 | 52.5537 | 52.545 | 52.5272 | 52.4987 | 52.4672 | 52.4325 | 52.3955 | 52.3565 | 52.3192 | 52.3184 | 52.3184 | 52.3185 | 52.3185 | 52.3185
KIRKHAW LANE | FERRYBRIDGE B | NPgY | NG FES - Two Degrees | Total other generation capacity (MW) | BSP | 7.475 | 8.0995 | 8.235 | 8.2762 | 8.4243 | 8.4759 | 8.4649 | 8.4693 | 8.4702 | 8.4702 | 8.4803 | 8.4599 | 8.4204 | 8.3912 | 8.3918 | 8.3738 | 8.0522 | 7.8267 | 7.8352 | 7.8306 | 7.8185 | 7.806 | 7.7805 | 7.7398 | 7.6945 | 7.6449 | 7.5918 | 7.5359 | 7.4825 | 7.4813 | 7.4813 | 7.4814 | 7.4814 | 7.4815
KIRKSTALL C 2/5 | KIRKSTALL B | NPgY | NG FES - Two Degrees | Total other generation capacity (MW) | BSP | 0 | 0.99151 | 1.2068 | 1.2721 | 1.5072 | 1.5892 | 1.5718 | 1.5787 | 1.5802 | 1.5802 | 1.5962 | 1.5638 | 1.501 | 1.4547 | 1.4557 | 1.4271 | 0.91641 | 0.55836 | 0.57183 | 0.5646 | 0.54541 | 0.52559 | 0.48511 | 0.42038 | 0.3485 | 0.26973 | 0.1854 | 0.096677 | 0.011851 | 0.0099993 | 0.01008 | 0.010151 | 0.010222 | 0.010293
KIRKSTALL C/RING ROAD HORSFORTH | KIRKSTALL B | NPgY | NG FES - Two Degrees | Total other generation capacity (MW) | BSP | 0.713 | 2.2007 | 2.5237 | 2.6217 | 2.9744 | 3.0975 | 3.0714 | 3.0817 | 3.084 | 3.084 | 3.1079 | 3.0594 | 2.9652 | 2.8956 | 2.8971 | 2.8543 | 2.088 | 1.5508 | 1.571 | 1.5601 | 1.5314 | 1.5016 | 1.4409 | 1.3438 | 1.2359 | 1.1177 | 0.99119 | 0.85806 | 0.73078 | 0.728 | 0.72812 | 0.72823 | 0.72834 | 0.72844
LEEDS EAST | SKELTON GRANGE | NPgY | NG FES - Two Degrees | Total other generation capacity (MW) | BSP | 15 | 16.3211 | 16.6079 | 16.695 | 17.0082 | 17.1175 | 17.0943 | 17.1035 | 17.1055 | 17.1055 | 17.1268 | 17.0837 | 17 | 16.9383 | 16.9396 | 16.9015 | 16.2211 | 15.744 | 15.7619 | 15.7523 | 15.7267 | 15.7003 | 15.6464 | 15.5601 | 15.4644 | 15.3594 | 15.247 | 15.1288 | 15.0158 | 15.0133 | 15.0134 | 15.0135 | 15.0136 | 15.0137
LEEDS NORTH | SKELTON GRANGE | NPgY | NG FES - Two Degrees | Total other generation capacity (MW) | BSP | 1.9 | 3.4399 | 3.7742 | 3.8757 | 4.2407 | 4.3681 | 4.3411 | 4.3518 | 4.3541 | 4.3541 | 4.379 | 4.3287 | 4.2312 | 4.1592 | 4.1607 | 4.1164 | 3.3233 | 2.7672 | 2.7881 | 2.7769 | 2.7471 | 2.7163 | 2.6534 | 2.5529 | 2.4412 | 2.3189 | 2.1879 | 2.0501 | 1.9184 | 1.9155 | 1.9157 | 1.9158 | 1.9159 | 1.916
LINDLEY | ELLAND | NPgY | NG FES - Two Degrees | Total other generation capacity (MW) | BSP | 2.76 | 4.1707 | 4.477 | 4.57 | 4.9044 | 5.0211 | 4.9963 | 5.0062 | 5.0083 | 5.0083 | 5.031 | 4.985 | 4.8956 | 4.8297 | 4.8311 | 4.7905 | 4.0639 | 3.5544 | 3.5736 | 3.5633 | 3.536 | 3.5078 | 3.4502 | 3.3581 | 3.2558 | 3.1438 | 3.0238 | 2.8976 | 2.7769 | 2.7742 | 2.7743 | 2.7744 | 2.7745 | 2.7746
LOW ROAD | SKELTON GRANGE | NPgY | NG FES - Two Degrees | Total other generation capacity (MW) | BSP | 0 | 1.5007 | 1.8265 | 1.9254 | 2.2812 | 2.4054 | 2.379 | 2.3895 | 2.3918 | 2.3918 | 2.4159 | 2.367 | 2.2719 | 2.2018 | 2.2033 | 2.16 | 1.3871 | 0.84513 | 0.86552 | 0.85457 | 0.82553 | 0.79554 | 0.73425 | 0.63629 | 0.52748 | 0.40826 | 0.28062 | 0.14633 | 0.017938 | 0.015135 | 0.015257 | 0.015365 | 0.015472 | 0.015579
MALLARD WAY | WEST MELTON / THORPE MARSH | NPgY | NG FES - Two Degrees | Total other generation capacity (MW) | BSP | 0 | 0.72624 | 0.88389 | 0.93176 | 1.1039 | 1.164 | 1.1513 | 1.1563 | 1.1574 | 1.1574 | 1.1691 | 1.1454 | 1.0994 | 1.0655 | 1.0662 | 1.0453 | 0.67123 | 0.40897 | 0.41884 | 0.41354 | 0.39949 | 0.38498 | 0.35532 | 0.30791 | 0.25526 | 0.19756 | 0.1358 | 0.070812 | 0.0086807 | 0.0073241 | 0.0073833 | 0.0074352 | 0.007487 | 0.0075388
MENSTON | BRADFORD WEST | NPgY | NG FES - Two Degrees | Total other generation capacity (MW) | BSP | 0.798 | 1.7543 | 1.9619 | 2.0249 | 2.2516 | 2.3307 | 2.3139 | 2.3206 | 2.3221 | 2.322 | 2.3375 | 2.3063 | 2.2457 | 2.201 | 2.2019 | 2.1744 | 1.6819 | 1.3365 | 1.3495 | 1.3425 | 1.324 | 1.3049 | 1.2659 | 1.2034 | 1.1341 | 1.0581 | 0.97682 | 0.89124 | 0.80943 | 0.80764 | 0.80772 | 0.80779 | 0.80786 | 0.80793
MOSS ROAD | GRIMSBY WEST | NPgY | NG FES - Two Degrees | Total other generation capacity (MW) | BSP | 0 | 0.80973 | 0.98551 | 1.0389 | 1.2309 | 1.2978 | 1.2836 | 1.2893 | 1.2905 | 1.2905 | 1.3035 | 1.2771 | 1.2258 | 1.188 | 1.1888 | 1.1655 | 0.7484 | 0.45599 | 0.46699 | 0.46109 | 0.44542 | 0.42924 | 0.39617 | 0.34331 | 0.28461 | 0.22028 | 0.15141 | 0.078953 | 0.0096787 | 0.0081661 | 0.0082322 | 0.00829 | 0.0083478 | 0.0084056
OSGODBY 1/2 | DRAX | NPgY | NG FES - Two Degrees | Total other generation capacity (MW) | BSP | 24 | 24 | 24 | 24 | 24 | 24 | 24 | 24 | 24 | 24 | 24 | 24 | 24 | 24 | 24 | 24 | 24 | 24 | 24 | 24 | 24 | 24 | 24 | 24 | 24 | 24 | 24 | 24 | 24 | 24 | 24 | 24 | 24 | 24
OSGODBY 3/4 | DRAX | NPgY | NG FES - Two Degrees | Total other generation capacity (MW) | BSP | 16.311 | 17.1668 | 17.3526 | 17.409 | 17.6119 | 17.6827 | 17.6677 | 17.6737 | 17.675 | 17.6749 | 17.6887 | 17.6608 | 17.6066 | 17.5666 | 17.5675 | 17.5428 | 17.102 | 16.7929 | 16.8046 | 16.7983 | 16.7818 | 16.7647 | 16.7297 | 16.6739 | 16.6118 | 16.5438 | 16.471 | 16.3944 | 16.3212 | 16.3196 | 16.3197 | 16.3198 | 16.3198 | 16.3199
RODLEY | SKELTON GRANGE | NPgY | NG FES - Two Degrees | Total other generation capacity (MW) | BSP | 0.426 | 1.7389 | 2.0239 | 2.1104 | 2.4217 | 2.5303 | 2.5072 | 2.5164 | 2.5184 | 2.5184 | 2.5395 | 2.4967 | 2.4135 | 2.3521 | 2.3535 | 2.3156 | 1.6394 | 1.1653 | 1.1832 | 1.1736 | 1.1482 | 1.122 | 1.0683 | 0.98264 | 0.88745 | 0.78315 | 0.6715 | 0.55401 | 0.44169 | 0.43924 | 0.43935 | 0.43944 | 0.43953 | 0.43963
SAINT ANDREWS ROAD 132/33KV | SKELTON GRANGE | NPgY | NG FES - Two Degrees | Total other generation capacity (MW) | BSP | 10.6 | 11.9046 | 12.1878 | 12.2738 | 12.5831 | 12.691 | 12.6681 | 12.6772 | 12.6792 | 12.6792 | 12.7002 | 12.6577 | 12.575 | 12.514 | 12.5153 | 12.4777 | 11.8058 | 11.3347 | 11.3524 | 11.3429 | 11.3176 | 11.2916 | 11.2383 | 11.1531 | 11.0585 | 10.9549 | 10.844 | 10.7272 | 10.6156 | 10.6132 | 10.6133 | 10.6134 | 10.6134 | 10.6135
SALTEND 132/33KV | SALTEND NORTH | NPgY | NG FES - Two Degrees | Total other generation capacity (MW) | BSP | 0 | 0.010872 | 0.013232 | 0.013948 | 0.016526 | 0.017425 | 0.017234 | 0.01731 | 0.017327 | 0.017327 | 0.017502 | 0.017147 | 0.016458 | 0.01595 | 0.015961 | 0.015648 | 0.010048 | 0.0061223 | 0.00627 | 0.0061908 | 0.0059804 | 0.0057631 | 0.0053191 | 0.0046095 | 0.0038212 | 0.0029576 | 0.0020329 | 0.0010601 | 0.00012995 | 0.00010964 | 0.00011053 | 0.0001113 | 0.00011208 | 0.00011286
SANTON | KEADBY | NPgY | NG FES - Two Degrees | Total other generation capacity (MW) | BSP | 54.351 | 55.2068 | 55.3926 | 55.449 | 55.6519 | 55.7227 | 55.7077 | 55.7137 | 55.715 | 55.7149 | 55.7287 | 55.7008 | 55.6466 | 55.6066 | 55.6075 | 55.5828 | 55.142 | 54.8329 | 54.8446 | 54.8383 | 54.8218 | 54.8047 | 54.7697 | 54.7139 | 54.6518 | 54.5838 | 54.511 | 54.4344 | 54.3612 | 54.3596 | 54.3597 | 54.3598 | 54.3598 | 54.3599
SCUNTHORPE NORTH | KEADBY | NPgY | NG FES - Two Degrees | Total other generation capacity (MW) | BSP | 36.91 | 37.6928 | 37.8627 | 37.9143 | 38.0999 | 38.1646 | 38.1509 | 38.1563 | 38.1575 | 38.1575 | 38.1701 | 38.1446 | 38.095 | 38.0584 | 38.0592 | 38.0366 | 37.6335 | 37.3508 | 37.3614 | 37.3557 | 37.3406 | 37.3249 | 37.293 | 37.2419 | 37.1851 | 37.1229 | 37.0564 | 36.9863 | 36.9194 | 36.9179 | 36.918 | 36.918 | 36.9181 | 36.9181
SCUNTHORPE SOUTH | KEADBY | NPgY | NG FES - Two Degrees | Total other generation capacity (MW) | BSP | 0 | 0.43748 | 0.53245 | 0.56129 | 0.66501 | 0.7012 | 0.69351 | 0.69657 | 0.69722 | 0.69722 | 0.70427 | 0.69 | 0.66229 | 0.64184 | 0.64228 | 0.62967 | 0.40435 | 0.24636 | 0.25231 | 0.24912 | 0.24065 | 0.23191 | 0.21404 | 0.18549 | 0.15377 | 0.11901 | 0.081805 | 0.042657 | 0.0052292 | 0.004412 | 0.0044477 | 0.0044789 | 0.0045101 | 0.0045414
SILSDEN | BRADFORD WEST | NPgY | NG FES - Two Degrees | Total other generation capacity (MW) | BSP | 1.449 | 3.4881 | 3.9308 | 4.0652 | 4.5486 | 4.7173 | 4.6815 | 4.6957 | 4.6988 | 4.6988 | 4.7316 | 4.6651 | 4.5359 | 4.4406 | 4.4427 | 4.3839 | 3.3337 | 2.5973 | 2.625 | 2.6101 | 2.5707 | 2.5299 | 2.4467 | 2.3136 | 2.1657 | 2.0037 | 1.8303 | 1.6478 | 1.4734 | 1.4696 | 1.4697 | 1.4699 | 1.47 | 1.4702
SOWERBY BRIDGE 132/33KV | ELLAND | NPgY | NG FES - Two Degrees | Total other generation capacity (MW) | BSP | 0.931 | 2.3409 | 2.6469 | 2.7398 | 3.0741 | 3.1907 | 3.166 | 3.1758 | 3.1779 | 3.1779 | 3.2006 | 3.1546 | 3.0653 | 2.9994 | 3.0008 | 2.9602 | 2.2341 | 1.7249 | 1.7441 | 1.7338 | 1.7065 | 1.6784 | 1.6208 | 1.5288 | 1.4265 | 1.3145 | 1.1946 | 1.0685 | 0.94785 | 0.94522 | 0.94533 | 0.94543 | 0.94553 | 0.94564
STAYGATE | SKELTON GRANGE | NPgY | NG FES - Two Degrees | Total other generation capacity (MW) | BSP | 0.7 | 1.8072 | 2.0475 | 2.1205 | 2.383 | 2.4746 | 2.4551 | 2.4629 | 2.4645 | 2.4645 | 2.4824 | 2.4463 | 2.3761 | 2.3244 | 2.3255 | 2.2936 | 1.7233 | 1.3235 | 1.3385 | 1.3305 | 1.309 | 1.2869 | 1.2417 | 1.1694 | 1.0892 | 1.0012 | 0.90703 | 0.80796 | 0.71323 | 0.71117 | 0.71126 | 0.71134 | 0.71141 | 0.71149
THORNHILL 132KV | ELLAND | NPgY | NG FES - Two Degrees | Total other generation capacity (MW) | BSP | 1.5 | 3.5295 | 3.9701 | 4.1039 | 4.5851 | 4.753 | 4.7173 | 4.7315 | 4.7345 | 4.7345 | 4.7672 | 4.701 | 4.5725 | 4.4776 | 4.4796 | 4.4211 | 3.3758 | 2.6429 | 2.6705 | 2.6557 | 2.6164 | 2.5759 | 2.493 | 2.3605 | 2.2133 | 2.0521 | 1.8795 | 1.6979 | 1.5243 | 1.5205 | 1.5206 | 1.5208 | 1.5209 | 1.5211
WAKEFIELD MONCKTON ROAD | WEST MELTON SECTION 3 | NPgY | NG FES - Two Degrees | Total other generation capacity (MW) | BSP | 19 | 20.1959 | 20.4555 | 20.5343 | 20.8179 | 20.9168 | 20.8958 | 20.9041 | 20.9059 | 20.9059 | 20.9252 | 20.8862 | 20.8104 | 20.7545 | 20.7557 | 20.7213 | 20.1053 | 19.6735 | 19.6897 | 19.681 | 19.6578 | 19.6339 | 19.5851 | 19.507 | 19.4203 | 19.3253 | 19.2236 | 19.1166 | 19.0143 | 19.0121 | 19.0122 | 19.0122 | 19.0123 | 19.0124
WAKEFIELD NORTH | SKELTON GRANGE | NPgY | NG FES - Two Degrees | Total other generation capacity (MW) | BSP | 10.591 | 11.6469 | 11.8761 | 11.9457 | 12.196 | 12.2834 | 12.2648 | 12.2722 | 12.2738 | 12.2738 | 12.2908 | 12.2563 | 12.1894 | 12.1401 | 12.1412 | 12.1107 | 11.5669 | 11.1856 | 11.1999 | 11.1922 | 11.1718 | 11.1507 | 11.1076 | 11.0387 | 10.9621 | 10.8782 | 10.7884 | 10.694 | 10.6036 | 10.6016 | 10.6017 | 10.6018 | 10.6019 | 10.602
WEST MELTON | WEST MELTON SECTION 3 | NPgY | NG FES - Two Degrees | Total other generation capacity (MW) | BSP | 15.52 | 25.3256 | 25.7176 | 25.8366 | 26.2646 | 26.414 | 26.3823 | 26.3949 | 26.3976 | 26.3976 | 26.4267 | 26.3678 | 26.2534 | 26.169 | 26.1708 | 26.1188 | 25.1888 | 24.5368 | 24.5613 | 24.5482 | 24.5132 | 24.4771 | 24.4034 | 24.2855 | 24.1546 | 24.0112 | 23.8576 | 23.6961 | 23.5416 | 23.5382 | 23.5384 | 23.5385 | 23.5386 | 23.5387
WHINMOOR | FERRYBRIDGE B | NPgY | NG FES - Two Degrees | Total other generation capacity (MW) | BSP | 2.26 | 3.1976 | 3.4011 | 3.4629 | 3.6852 | 3.7628 | 3.7463 | 3.7528 | 3.7543 | 3.7542 | 3.7694 | 3.7388 | 3.6794 | 3.6355 | 3.6365 | 3.6095 | 3.1266 | 2.788 | 2.8007 | 2.7939 | 2.7757 | 2.757 | 2.7187 | 2.6575 | 2.5895 | 2.5151 | 2.4353 | 2.3514 | 2.2712 | 2.2695 | 2.2695 | 2.2696 | 2.2697 | 2.2697
WOLD NEWTON | KEADBY | NPgY | NG FES - Two Degrees | Total other generation capacity (MW) | BSP | 1.568 | 2.9518 | 3.2522 | 3.3434 | 3.6714 | 3.7859 | 3.7616 | 3.7713 | 3.7733 | 3.7733 | 3.7956 | 3.7505 | 3.6628 | 3.5981 | 3.5995 | 3.5597 | 2.847 | 2.3472 | 2.3661 | 2.356 | 2.3292 | 2.3015 | 2.245 | 2.1547 | 2.0544 | 1.9444 | 1.8268 | 1.7029 | 1.5845 | 1.582 | 1.5821 | 1.5822 | 1.5823 | 1.5824
YARBOROUGH ROAD 132/33KV | GRIMSBY WEST | NPgY | NG FES - Two Degrees | Total other generation capacity (MW) | BSP | 0 | 0.72102 | 0.87754 | 0.92506 | 1.096 | 1.1557 | 1.143 | 1.148 | 1.1491 | 1.1491 | 1.1607 | 1.1372 | 1.0915 | 1.0578 | 1.0585 | 1.0378 | 0.66641 | 0.40603 | 0.41583 | 0.41057 | 0.39662 | 0.38221 | 0.35277 | 0.3057 | 0.25342 | 0.19614 | 0.13482 | 0.070303 | 0.0086183 | 0.0072714 | 0.0073303 | 0.0073817 | 0.0074332 | 0.0074847

## TD_storage capacity
Bulk Supply Point Name | Grid Supply Point Connected to | Licence area | Scenario name | Output parameter_Unit | Substation Type in Forecasting Model | 2017 | 2018 | 2019 | 2020 | 2021 | 2022 | 2023 | 2024 | 2025 | 2026 | 2027 | 2028 | 2029 | 2030 | 2031 | 2032 | 2033 | 2034 | 2035 | 2036 | 2037 | 2038 | 2039 | 2040 | 2041 | 2042 | 2043 | 2044 | 2045 | 2046 | 2047 | 2048 | 2049 | 2050
ANNFIELD | STELLA SOUTH | NPgN | NG FES - Two Degrees | Total storage capacity (MW) | BSP | 0.011433 | 0.48311 | 1.0557 | 1.0884 | 1.2645 | 1.4099 | 1.6141 | 1.8175 | 1.8568 | 1.8568 | 1.8572 | 2.7577 | 3.658 | 5.0185 | 6.1471 | 6.1479 | 6.1479 | 6.2376 | 6.2376 | 6.3953 | 6.3953 | 6.3953 | 6.4559 | 6.4559 | 6.5174 | 6.5781 | 6.834 | 6.8955 | 6.8955 | 7.4911 | 9.1311 | 10.3576 | 10.7334 | 11.3658
BARRACK ROAD | STELLA NORTH | NPgN | NG FES - Two Degrees | Total storage capacity (MW) | BSP | 0.0041252 | 0.36752 | 0.89869 | 0.923 | 1.0663 | 1.1743 | 1.3261 | 1.4772 | 1.5064 | 1.5064 | 1.5066 | 2.3 | 3.1015 | 4.3946 | 5.5041 | 5.5044 | 5.5044 | 5.5852 | 5.5852 | 5.6421 | 5.6421 | 5.6421 | 5.6639 | 5.6639 | 5.6861 | 5.708 | 5.8799 | 5.9021 | 5.9021 | 6.117 | 7.7334 | 8.702 | 9.0501 | 9.2783
BLUCHER | STELLA NORTH | NPgN | NG FES - Two Degrees | Total storage capacity (MW) | BSP | 0.0094441 | 0.3451 | 0.88092 | 0.90203 | 1.0407 | 1.1346 | 1.2663 | 1.3976 | 1.4229 | 1.4229 | 1.4233 | 2.1736 | 2.927 | 4.0918 | 5.0654 | 5.0661 | 5.0661 | 5.1414 | 5.1414 | 5.2717 | 5.2717 | 5.2717 | 5.3218 | 5.3218 | 5.3725 | 5.4226 | 5.6432 | 5.694 | 5.694 | 6.186 | 7.615 | 8.6543 | 8.9729 | 9.4952
BOWESFIELD | NORTON | NPgN | NG FES - Two Degrees | Total storage capacity (MW) | BSP | 0.014549 | 0.52624 | 1.1347 | 1.1709 | 1.3608 | 1.5218 | 1.7479 | 1.9731 | 2.0166 | 2.0166 | 2.0171 | 2.9937 | 3.972 | 5.4679 | 6.7186 | 6.7197 | 6.7197 | 6.8174 | 6.8174 | 7.018 | 7.018 | 7.018 | 7.0952 | 7.0952 | 7.1734 | 7.2506 | 7.5644 | 7.6427 | 7.6427 | 8.4006 | 10.2371 | 11.6458 | 12.0576 | 12.8623
CHIRTON GRANGE | TYNEMOUTH | NPgN | NG FES - Two Degrees | Total storage capacity (MW) | BSP | 0.0095617 | 0.32974 | 0.74422 | 0.75357 | 0.84186 | 0.88341 | 0.94176 | 0.99987 | 1.0111 | 1.0111 | 1.0114 | 1.5258 | 2.045 | 2.8686 | 3.5665 | 3.5672 | 3.5672 | 3.6193 | 3.6193 | 3.7511 | 3.7511 | 3.7511 | 3.8019 | 3.8019 | 3.8533 | 3.904 | 4.1052 | 4.1567 | 4.1567 | 4.6548 | 5.7053 | 6.5266 | 6.7501 | 7.2789
COALBURNS | STELLA SOUTH | NPgN | NG FES - Two Degrees | Total storage capacity (MW) | BSP | 0.0064949 | 0.3833 | 0.83786 | 0.86325 | 1.0025 | 1.1154 | 1.2738 | 1.4317 | 1.4622 | 1.4622 | 1.4624 | 2.1685 | 2.8721 | 3.9195 | 4.7825 | 4.783 | 4.783 | 4.853 | 4.853 | 4.9425 | 4.9425 | 4.9425 | 4.977 | 4.977 | 5.0119 | 5.0464 | 5.2076 | 5.2426 | 5.2426 | 5.5809 | 6.8137 | 7.6895 | 7.9804 | 8.3397
DARLINGTON CENTRAL | NORTON | NPgN | NG FES - Two Degrees | Total storage capacity (MW) | BSP | 0.005081 | 0.35515 | 0.82352 | 0.85151 | 0.9975 | 1.1219 | 1.2965 | 1.4705 | 1.5041 | 1.5041 | 1.5043 | 2.2587 | 3.0145 | 4.1785 | 5.1543 | 5.1547 | 5.1547 | 5.2303 | 5.2303 | 5.3003 | 5.3003 | 5.3003 | 5.3273 | 5.3273 | 5.3546 | 5.3816 | 5.5415 | 5.5688 | 5.5688 | 5.8336 | 7.2364 | 8.1473 | 8.4663 | 8.7473
DARLINGTON NORTH | NORTON | NPgN | NG FES - Two Degrees | Total storage capacity (MW) | BSP | 2.5082 | 2.8884 | 3.4013 | 3.4247 | 3.567 | 3.6711 | 3.8173 | 3.9629 | 3.9911 | 3.9911 | 3.9914 | 4.7406 | 5.4903 | 6.6309 | 7.5813 | 7.5819 | 7.5819 | 7.6567 | 7.6567 | 7.7699 | 7.7699 | 7.7699 | 7.8135 | 7.8135 | 7.8576 | 7.9011 | 8.0989 | 8.1431 | 8.1431 | 8.5706 | 9.9477 | 10.9357 | 11.25 | 11.7039
DUNSTON | STELLA NORTH | NPgN | NG FES - Two Degrees | Total storage capacity (MW) | BSP | 0.012673 | 0.74831 | 1.8365 | 1.8765 | 2.1495 | 2.3272 | 2.5768 | 2.8254 | 2.8734 | 2.8734 | 2.8739 | 4.3834 | 5.9011 | 8.283 | 10.3019 | 10.3029 | 10.3029 | 10.4551 | 10.4551 | 10.6299 | 10.6299 | 10.6299 | 10.6971 | 10.6971 | 10.7653 | 10.8325 | 11.2033 | 11.2715 | 11.2715 | 11.9317 | 14.8666 | 16.8 | 17.4485 | 18.1494
FLATWORTH | TYNEMOUTH | NPgN | NG FES - Two Degrees | Total storage capacity (MW) | BSP | 0.0050166 | 0.22659 | 0.56687 | 0.57202 | 0.63912 | 0.662 | 0.69412 | 0.72611 | 0.73229 | 0.73229 | 0.73247 | 1.1263 | 1.5218 | 2.1344 | 2.649 | 2.6494 | 2.6494 | 2.6889 | 2.6889 | 2.7581 | 2.7581 | 2.7581 | 2.7847 | 2.7847 | 2.8117 | 2.8383 | 2.9557 | 2.9826 | 2.9826 | 3.244 | 3.9989 | 4.5477 | 4.7153 | 4.9928
GOSFORTH | TYNEMOUTH | NPgN | NG FES - Two Degrees | Total storage capacity (MW) | BSP | 0.0090784 | 0.35746 | 0.8482 | 0.88936 | 1.0712 | 1.2541 | 1.511 | 1.7669 | 1.8163 | 1.8163 | 1.8167 | 2.7299 | 3.6479 | 5.08 | 6.285 | 6.2856 | 6.2856 | 6.3776 | 6.3776 | 6.5028 | 6.5028 | 6.5028 | 6.5509 | 6.5509 | 6.5998 | 6.6479 | 6.8878 | 6.9366 | 6.9366 | 7.4096 | 9.1683 | 10.372 | 10.7624 | 11.2645
HARROGATE 132/33KV | KNARESBOROUGH | NPgN | NG FES - Two Degrees | Total storage capacity (MW) | BSP | 0.0081277 | 0.40842 | 1.0262 | 1.0657 | 1.2643 | 1.4395 | 1.6855 | 1.9305 | 1.9778 | 1.9778 | 1.9781 | 2.9993 | 4.0232 | 5.6042 | 6.9309 | 6.9315 | 6.9315 | 7.0339 | 7.0339 | 7.146 | 7.146 | 7.146 | 7.1891 | 7.1891 | 7.2328 | 7.2759 | 7.5111 | 7.5548 | 7.5548 | 7.9783 | 9.8948 | 11.1683 | 11.6012 | 12.0507
HUSTHWAITE | KNARESBOROUGH | NPgN | NG FES - Two Degrees | Total storage capacity (MW) | BSP | 0.0040838 | 0.35981 | 0.78361 | 0.81798 | 0.97621 | 1.1289 | 1.3435 | 1.5571 | 1.5984 | 1.5984 | 1.5985 | 2.3635 | 3.1237 | 4.2444 | 5.1651 | 5.1654 | 5.1654 | 5.241 | 5.241 | 5.2974 | 5.2974 | 5.2974 | 5.319 | 5.319 | 5.341 | 5.3626 | 5.4931 | 5.5151 | 5.5151 | 5.7278 | 7.0201 | 7.8727 | 8.1852 | 8.411
LEEMING BAR_SKEEBY | NORTON | NPgN | NG FES - Two Degrees | Total storage capacity (MW) | BSP | 0.019971 | 1.1503 | 2.4782 | 2.6114 | 3.1702 | 3.7625 | 4.5943 | 5.4228 | 5.5828 | 5.5828 | 5.5835 | 8.2488 | 10.905 | 14.8744 | 18.1586 | 18.1601 | 18.1601 | 18.4246 | 18.4246 | 18.7001 | 18.7001 | 18.7001 | 18.806 | 18.806 | 18.9134 | 19.0193 | 19.5718 | 19.6792 | 19.6792 | 20.7197 | 25.3897 | 28.574 | 29.6753 | 30.7799
LINTON | BLYTH 132kV | NPgN | NG FES - Two Degrees | Total storage capacity (MW) | BSP | 0.010759 | 0.61855 | 1.2939 | 1.3326 | 1.5425 | 1.7146 | 1.9565 | 2.1973 | 2.2438 | 2.2438 | 2.2442 | 3.3023 | 4.356 | 5.9188 | 7.2034 | 7.2042 | 7.2042 | 7.309 | 7.309 | 7.4574 | 7.4574 | 7.4574 | 7.5144 | 7.5144 | 7.5723 | 7.6294 | 7.8831 | 7.941 | 7.941 | 8.5015 | 10.3396 | 11.6777 | 12.1125 | 12.7075
MALTON GRID | OSBALDWICK | NPgN | NG FES - Two Degrees | Total storage capacity (MW) | BSP | 0.015721 | 0.9736 | 1.9397 | 2.025 | 2.4048 | 2.7838 | 3.316 | 3.8461 | 3.9485 | 3.9485 | 3.949 | 5.7581 | 7.5542 | 10.1794 | 12.3274 | 12.3286 | 12.3286 | 12.5069 | 12.5069 | 12.7237 | 12.7237 | 12.7237 | 12.8071 | 12.8071 | 12.8916 | 12.975 | 13.3598 | 13.4444 | 13.4444 | 14.2633 | 17.2993 | 19.4788 | 20.2138 | 21.0833
MELROSEGATE | OSBALDWICK | NPgN | NG FES - Two Degrees | Total storage capacity (MW) | BSP | 0.017285 | 0.81705 | 1.8533 | 1.9216 | 2.2605 | 2.5642 | 2.9908 | 3.4157 | 3.4978 | 3.4978 | 3.4984 | 5.2359 | 6.9786 | 9.6724 | 11.9361 | 11.9373 | 11.9373 | 12.1117 | 12.1117 | 12.3501 | 12.3501 | 12.3501 | 12.4417 | 12.4417 | 12.5347 | 12.6264 | 13.0756 | 13.1686 | 13.1686 | 14.0691 | 17.3573 | 19.6297 | 20.3673 | 21.3233
NORTH TEES | NORTON | NPgN | NG FES - Two Degrees | Total storage capacity (MW) | BSP | 0.011587 | 0.6961 | 1.5587 | 1.6132 | 1.8885 | 2.1309 | 2.4714 | 2.8104 | 2.8759 | 2.8759 | 2.8763 | 4.3053 | 5.7398 | 7.9747 | 9.8655 | 9.8663 | 9.8663 | 10.0101 | 10.0101 | 10.1699 | 10.1699 | 10.1699 | 10.2314 | 10.2314 | 10.2937 | 10.3551 | 10.6953 | 10.7577 | 10.7577 | 11.3613 | 14.0985 | 15.9045 | 16.5149 | 17.1557
POTTER HOUSE | SPENNYMOOR | NPgN | NG FES - Two Degrees | Total storage capacity (MW) | BSP | 0.011916 | 0.38422 | 0.83672 | 0.86319 | 1.001 | 1.1186 | 1.2839 | 1.4484 | 1.4802 | 1.4802 | 1.4807 | 2.2097 | 2.9444 | 4.1047 | 5.089 | 5.0899 | 5.0899 | 5.1636 | 5.1636 | 5.3279 | 5.3279 | 5.3279 | 5.3911 | 5.3911 | 5.4552 | 5.5184 | 5.7797 | 5.8438 | 5.8438 | 6.4646 | 7.9324 | 9.0442 | 9.3596 | 10.0187
RAVENSWORTH | STELLA SOUTH | NPgN | NG FES - Two Degrees | Total storage capacity (MW) | BSP | 0.0037585 | 0.32917 | 0.77603 | 0.79849 | 0.92763 | 1.0275 | 1.1677 | 1.3073 | 1.3343 | 1.3343 | 1.3344 | 2.0117 | 2.6891 | 3.7256 | 4.5962 | 4.5964 | 4.5964 | 4.6642 | 4.6642 | 4.716 | 4.716 | 4.716 | 4.736 | 4.736 | 4.7562 | 4.7761 | 4.9071 | 4.9273 | 4.9273 | 5.1231 | 6.364 | 7.1537 | 7.4387 | 7.6466
SCARBOROUGH GRID | OSBALDWICK | NPgN | NG FES - Two Degrees | Total storage capacity (MW) | BSP | 0.012704 | 1.0367 | 1.7878 | 1.8308 | 2.0594 | 2.2504 | 2.5188 | 2.786 | 2.8377 | 2.8377 | 2.8381 | 4.0359 | 5.2379 | 7.1051 | 8.6829 | 8.6838 | 8.6838 | 8.8042 | 8.8042 | 8.9794 | 8.9794 | 8.9794 | 9.0468 | 9.0468 | 9.1151 | 9.1825 | 9.5072 | 9.5755 | 9.5755 | 10.2374 | 12.5346 | 14.1329 | 14.6437 | 15.3463
SEAL SANDS | SALTHOLME | NPgN | NG FES - Two Degrees | Total storage capacity (MW) | BSP | 0 | 0.17422 | 0.55434 | 0.55534 | 0.61876 | 0.62322 | 0.62948 | 0.63572 | 0.63693 | 0.63693 | 0.63693 | 1.0272 | 1.4175 | 2.0151 | 2.5143 | 2.5143 | 2.5143 | 2.5533 | 2.5533 | 2.5533 | 2.5533 | 2.5533 | 2.5533 | 2.5533 | 2.5533 | 2.5533 | 2.5985 | 2.5985 | 2.5985 | 2.5985 | 3.3001 | 3.6902 | 3.8541 | 3.8541
SPADEADAM 33KV | SPADEADAM | NPgN | NG FES - Two Degrees | Total storage capacity (MW) | BSP | 0.00017335 | 0.030429 | 0.067083 | 0.06764 | 0.075166 | 0.07764 | 0.081114 | 0.084574 | 0.085242 | 0.085242 | 0.085249 | 0.12667 | 0.16762 | 0.22618 | 0.27333 | 0.27335 | 0.27335 | 0.2774 | 0.2774 | 0.27979 | 0.27979 | 0.27979 | 0.28071 | 0.28071 | 0.28164 | 0.28256 | 0.2883 | 0.28924 | 0.28924 | 0.29827 | 0.36323 | 0.40646 | 0.42296 | 0.43255
SPENNYMOOR 132/66KV | SPENNYMOOR | NPgN | NG FES - Two Degrees | Total storage capacity (MW) | BSP | 0.017442 | 0.89034 | 2.0291 | 2.1048 | 2.4822 | 2.8185 | 3.2907 | 3.761 | 3.8519 | 3.8519 | 3.8525 | 5.7518 | 7.6494 | 10.5179 | 12.8994 | 12.9007 | 12.9007 | 13.0899 | 13.0899 | 13.3305 | 13.3305 | 13.3305 | 13.423 | 13.423 | 13.5168 | 13.6093 | 14.0575 | 14.1514 | 14.1514 | 15.06 | 18.4836 | 20.8727 | 21.6646 | 22.6293
TORONTO | SPENNYMOOR | NPgN | NG FES - Two Degrees | Total storage capacity (MW) | BSP | 0.0095643 | 0.67067 | 1.4808 | 1.527 | 1.777 | 1.982 | 2.2699 | 2.5566 | 2.612 | 2.612 | 2.6123 | 3.8825 | 5.1487 | 7.0427 | 8.6088 | 8.6095 | 8.6095 | 8.7356 | 8.7356 | 8.8675 | 8.8675 | 8.8675 | 8.9182 | 8.9182 | 8.9697 | 9.0204 | 9.2846 | 9.3361 | 9.3361 | 9.8343 | 12.0636 | 13.5835 | 14.1086 | 14.6376
WORMALD GREEN 132/33KV | KNARESBOROUGH | NPgN | NG FES - Two Degrees | Total storage capacity (MW) | BSP | 0.0072726 | 0.55813 | 1.1846 | 1.2669 | 1.5804 | 1.9465 | 2.4605 | 2.9725 | 3.0714 | 3.0714 | 3.0717 | 4.5253 | 5.9742 | 8.1434 | 9.9371 | 9.9376 | 9.9376 | 10.082 | 10.082 | 10.1823 | 10.1823 | 10.1823 | 10.2209 | 10.2209 | 10.26 | 10.2986 | 10.5507 | 10.5898 | 10.5898 | 10.9687 | 13.5028 | 15.134 | 15.7349 | 16.1371
ATTERCLIFFE | WEST MELTON / THORPE MARSH | NPgY | NG FES - Two Degrees | Total storage capacity (MW) | BSP | 0.0065778 | 0.10191 | 0.13808 | 0.15082 | 0.28561 | 0.29649 | 0.64673 | 0.64673 | 0.64673 | 0.64673 | 0.64697 | 1.2974 | 1.5989 | 3.2721 | 4.8453 | 5.6635 | 5.8523 | 5.9693 | 5.9693 | 6.0591 | 6.0591 | 6.0591 | 6.0937 | 6.3199 | 6.3925 | 6.4271 | 6.7808 | 6.8157 | 7.2478 | 7.9037 | 8.4706 | 8.8148 | 8.8155 | 9.1755
BARUGH 132/66KV | WEST MELTON SECTION 3 | NPgY | NG FES - Two Degrees | Total storage capacity (MW) | BSP | 0.011004 | 0.12039 | 0.17634 | 0.20725 | 0.40103 | 0.42743 | 0.96172 | 0.96172 | 0.96172 | 0.96172 | 0.96213 | 1.9493 | 2.4234 | 5.0734 | 7.3499 | 8.6612 | 9.1193 | 9.3773 | 9.3773 | 9.5275 | 9.5275 | 9.5275 | 9.5854 | 9.9399 | 10.0575 | 10.1152 | 10.6791 | 10.7376 | 11.4147 | 12.4784 | 13.3706 | 13.9305 | 13.9317 | 14.5339
BEESTON ROYDS 132/33KV | KIRKSTALL B | NPgY | NG FES - Two Degrees | Total storage capacity (MW) | BSP | 0.011163 | 0.13268 | 0.1951 | 0.22712 | 0.44495 | 0.47229 | 1.0712 | 1.0712 | 1.0712 | 1.0712 | 1.0716 | 2.4347 | 3.1097 | 6.9958 | 10.4732 | 12.3132 | 12.7876 | 13.0734 | 13.0734 | 13.2258 | 13.2258 | 13.2258 | 13.2845 | 13.7907 | 13.9344 | 13.993 | 14.736 | 14.7953 | 15.7622 | 17.0464 | 18.296 | 18.9617 | 18.9628 | 19.5738
BEVERLEY 132/33KV | CREYKE BECK | NPgY | NG FES - Two Degrees | Total storage capacity (MW) | BSP | 0.018593 | 0.22746 | 0.35931 | 0.47338 | 0.89415 | 0.99157 | 2.2154 | 2.2154 | 2.2154 | 2.2154 | 2.2161 | 4.3436 | 5.3418 | 10.5575 | 14.4446 | 17.3366 | 19.0267 | 19.9041 | 19.9041 | 20.1579 | 20.1579 | 20.1579 | 20.2556 | 21.0027 | 21.226 | 21.3237 | 22.4491 | 22.5479 | 23.975 | 25.9795 | 27.8351 | 28.8798 | 28.8817 | 29.8994
BINGLEY 132/33KV | BRADFORD WEST | NPgY | NG FES - Two Degrees | Total storage capacity (MW) | BSP | 0.0094853 | 0.098842 | 0.13973 | 0.15858 | 0.30439 | 0.32048 | 0.71374 | 0.71374 | 0.71374 | 0.71374 | 0.71409 | 1.5552 | 1.9629 | 4.2643 | 6.3599 | 7.4667 | 7.746 | 7.9151 | 7.9151 | 8.0446 | 8.0446 | 8.0446 | 8.0945 | 8.3992 | 8.5004 | 8.5502 | 9.0352 | 9.0856 | 9.6677 | 10.5833 | 11.3504 | 11.8325 | 11.8334 | 12.3526
BLACKBURN MEADOWS B | WEST MELTON / THORPE MARSH | NPgY | NG FES - Two Degrees | Total storage capacity (MW) | BSP | 0.0026368 | 10.0424 | 10.0593 | 10.0657 | 10.1274 | 10.1328 | 10.2962 | 10.2962 | 10.2962 | 10.2962 | 10.2963 | 10.6849 | 10.8759 | 11.9891 | 13.0267 | 13.5429 | 13.638 | 13.7009 | 13.7009 | 13.7369 | 13.7369 | 13.7369 | 13.7508 | 13.8948 | 13.9328 | 13.9466 | 14.1506 | 14.1646 | 14.4396 | 14.7772 | 15.1297 | 15.3032 | 15.3035 | 15.4478
BLYTON | KEADBY | NPgY | NG FES - Two Degrees | Total storage capacity (MW) | BSP | 0.0056893 | 0.16626 | 0.2648 | 0.35181 | 0.6665 | 0.74081 | 1.6532 | 1.6532 | 1.6532 | 1.6532 | 1.6534 | 3.269 | 4.02 | 7.9 | 10.8042 | 12.9861 | 14.2754 | 14.9437 | 14.9437 | 15.0214 | 15.0214 | 15.0214 | 15.0513 | 15.6144 | 15.7385 | 15.7684 | 16.503 | 16.5332 | 17.6088 | 18.6905 | 20.0444 | 20.5871 | 20.5876 | 20.899
BRADFORD | BRADFORD WEST | NPgY | NG FES - Two Degrees | Total storage capacity (MW) | BSP | 0.012062 | 0.14314 | 0.20261 | 0.22062 | 0.43915 | 0.45453 | 1.0355 | 1.0355 | 1.0355 | 1.0355 | 1.0359 | 2.1082 | 2.6308 | 5.6962 | 8.5103 | 9.9147 | 10.1815 | 10.3564 | 10.3564 | 10.5211 | 10.5211 | 10.5211 | 10.5845 | 10.9757 | 11.105 | 11.1683 | 11.7893 | 11.8534 | 12.6006 | 13.7702 | 14.7543 | 15.3697 | 15.3709 | 16.0312
BRAMHAM | FERRYBRIDGE B | NPgY | NG FES - Two Degrees | Total storage capacity (MW) | BSP | 0.0085295 | 0.16387 | 0.23264 | 0.27178 | 0.51359 | 0.54702 | 1.201 | 1.201 | 1.201 | 1.201 | 1.2013 | 2.4438 | 3.0216 | 6.1422 | 8.8855 | 10.4919 | 11.0718 | 11.3965 | 11.3965 | 11.5129 | 11.5129 | 11.5129 | 11.5577 | 11.9912 | 12.1087 | 12.1535 | 12.7756 | 12.821 | 13.6489 | 14.6954 | 15.7598 | 16.2996 | 16.3005 | 16.7673
BRANSHOLME | CREYKE BECK | NPgY | NG FES - Two Degrees | Total storage capacity (MW) | BSP | 0.0088135 | 0.044748 | 0.066059 | 0.080868 | 0.1513 | 0.16394 | 0.36496 | 0.36496 | 0.36496 | 0.36496 | 0.36529 | 0.8884 | 1.1504 | 2.6214 | 3.9145 | 4.6305 | 4.8499 | 4.9769 | 4.9769 | 5.0972 | 5.0972 | 5.0972 | 5.1435 | 5.3386 | 5.418 | 5.4642 | 5.8122 | 5.859 | 6.2316 | 6.9591 | 7.4649 | 7.8542 | 7.855 | 8.3374
BRIGHOUSE 132/33KV | ELLAND | NPgY | NG FES - Two Degrees | Total storage capacity (MW) | BSP | 0.01018 | 0.13434 | 0.19057 | 0.21802 | 0.41795 | 0.44139 | 0.98067 | 0.98067 | 0.98067 | 0.98067 | 0.98104 | 2.0069 | 2.494 | 5.2072 | 7.6246 | 8.9623 | 9.369 | 9.6049 | 9.6049 | 9.7438 | 9.7438 | 9.7438 | 9.7973 | 10.1621 | 10.277 | 10.3305 | 10.8951 | 10.9492 | 11.646 | 12.6815 | 13.5935 | 14.1361 | 14.1371 | 14.6943
DONCASTER B/THORPE MARSH | WEST MELTON / THORPE MARSH | NPgY | NG FES - Two Degrees | Total storage capacity (MW) | BSP | 0.02801 | 0.24949 | 0.35926 | 0.42143 | 0.80156 | 0.85465 | 1.9008 | 1.9008 | 1.9008 | 1.9008 | 1.9019 | 3.8569 | 4.7914 | 9.9654 | 14.4211 | 17.0077 | 17.9287 | 18.4456 | 18.4456 | 18.828 | 18.828 | 18.828 | 18.9752 | 19.6735 | 19.9387 | 20.0858 | 21.2828 | 21.4317 | 22.7655 | 25.1872 | 26.9786 | 28.2677 | 28.2706 | 29.8037
DONCASTER CENTRAL | WEST MELTON / THORPE MARSH | NPgY | NG FES - Two Degrees | Total storage capacity (MW) | BSP | 0.0043317 | 0.043318 | 0.061937 | 0.068934 | 0.13604 | 0.14202 | 0.32282 | 0.32282 | 0.32282 | 0.32282 | 0.32298 | 0.88633 | 1.1734 | 2.8616 | 4.4597 | 5.2238 | 5.3275 | 5.4038 | 5.4038 | 5.463 | 5.463 | 5.463 | 5.4857 | 5.7007 | 5.7596 | 5.7823 | 6.0923 | 6.1153 | 6.526 | 7.0503 | 7.5789 | 7.8496 | 7.85 | 8.0871
DRIFFIELD/BEVERLEY GROUP | CREYKE BECK | NPgY | NG FES - Two Degrees | Total storage capacity (MW) | BSP | 0.024168 | 0.46966 | 0.725 | 0.94691 | 1.7697 | 1.9592 | 4.3246 | 4.3246 | 4.3246 | 4.3246 | 4.3255 | 8.3872 | 10.2499 | 19.7403 | 26.8205 | 32.2497 | 35.5376 | 37.2369 | 37.2369 | 37.5668 | 37.5668 | 37.5668 | 37.6938 | 39.0907 | 39.4519 | 39.5788 | 41.5384 | 41.6669 | 44.335 | 47.5366 | 50.9491 | 52.591 | 52.5934 | 53.9162
FEATHERSTONE | FERRYBRIDGE B | NPgY | NG FES - Two Degrees | Total storage capacity (MW) | BSP | 0.010688 | 0.11632 | 0.17311 | 0.20773 | 0.40132 | 0.43088 | 0.97066 | 0.97066 | 0.97066 | 0.97066 | 0.97105 | 1.981 | 2.4674 | 5.1777 | 7.4639 | 8.8181 | 9.331 | 9.6155 | 9.6155 | 9.7615 | 9.7615 | 9.7615 | 9.8176 | 10.1817 | 10.2992 | 10.3553 | 10.926 | 10.9829 | 11.6783 | 12.7391 | 13.6522 | 14.2092 | 14.2103 | 14.7954
GIRLINGTON | BRADFORD WEST | NPgY | NG FES - Two Degrees | Total storage capacity (MW) | BSP | 0.0068385 | 0.072228 | 0.10897 | 0.12107 | 0.25251 | 0.26284 | 0.62218 | 0.62218 | 0.62218 | 0.62218 | 0.62243 | 1.4234 | 1.8335 | 4.3129 | 6.5675 | 7.6645 | 7.8437 | 7.9671 | 7.9671 | 8.0605 | 8.0605 | 8.0605 | 8.0964 | 8.4035 | 8.491 | 8.5269 | 8.9785 | 9.0149 | 9.6014 | 10.3839 | 11.1423 | 11.5481 | 11.5488 | 11.9231
HALIFAX 132/33KV | ELLAND | NPgY | NG FES - Two Degrees | Total storage capacity (MW) | BSP | 0.0038656 | 0.057753 | 0.087005 | 0.10184 | 0.20353 | 0.2162 | 0.49722 | 0.49722 | 0.49722 | 0.49722 | 0.49736 | 1.1046 | 1.4061 | 3.1546 | 4.7005 | 5.524 | 5.7438 | 5.8751 | 5.8751 | 5.9278 | 5.9278 | 5.9278 | 5.9482 | 6.1743 | 6.2326 | 6.2529 | 6.5695 | 6.5901 | 7.0221 | 7.538 | 8.0903 | 8.3547 | 8.3551 | 8.5667
HECKMONDWIKE | SKELTON GRANGE | NPgY | NG FES - Two Degrees | Total storage capacity (MW) | BSP | 0.0083524 | 0.087503 | 0.1192 | 0.12911 | 0.24704 | 0.25551 | 0.56412 | 0.56412 | 0.56412 | 0.56412 | 0.56443 | 1.0952 | 1.3445 | 2.7614 | 4.0753 | 4.7493 | 4.8962 | 4.9887 | 4.9887 | 5.1028 | 5.1028 | 5.1028 | 5.1466 | 5.3333 | 5.4088 | 5.4527 | 5.7845 | 5.8289 | 6.1855 | 6.8775 | 7.3612 | 7.7312 | 7.7321 | 8.1892
HOLMFIELD | BRADFORD WEST | NPgY | NG FES - Two Degrees | Total storage capacity (MW) | BSP | 0.013076 | 0.12119 | 0.17593 | 0.20926 | 0.3969 | 0.42536 | 0.94486 | 0.94486 | 0.94486 | 0.94486 | 0.94535 | 1.9686 | 2.458 | 5.1349 | 7.4449 | 8.7987 | 9.2925 | 9.5684 | 9.5684 | 9.747 | 9.747 | 9.747 | 9.8157 | 10.1806 | 10.3109 | 10.3796 | 10.9838 | 11.0533 | 11.7504 | 12.9355 | 13.8633 | 14.4911 | 14.4924 | 15.2082
HULL EAST 132/33KV | SALTEND NORTH | NPgY | NG FES - Two Degrees | Total storage capacity (MW) | BSP | 0.010028 | 0.145 | 0.2309 | 0.30913 | 0.58062 | 0.64743 | 1.441 | 1.441 | 1.441 | 1.441 | 1.4414 | 2.9551 | 3.6697 | 7.3996 | 10.2435 | 12.3054 | 13.4645 | 14.0693 | 14.0693 | 14.2062 | 14.2062 | 14.2062 | 14.2589 | 14.7939 | 14.9364 | 14.9891 | 15.7502 | 15.8035 | 16.8255 | 18.0917 | 19.403 | 20.0546 | 20.0556 | 20.6044
HULL SOUTH | CREYKE BECK | NPgY | NG FES - Two Degrees | Total storage capacity (MW) | BSP | 0.011034 | 0.1371 | 0.19935 | 0.227 | 0.44798 | 0.47159 | 1.0726 | 1.0726 | 1.0726 | 1.0726 | 1.073 | 2.2181 | 2.7779 | 6.0303 | 8.9043 | 10.4359 | 10.8454 | 11.09 | 11.09 | 11.2406 | 11.2406 | 11.2406 | 11.2986 | 11.7191 | 11.8478 | 11.9058 | 12.547 | 12.6057 | 13.4089 | 14.5666 | 15.6141 | 16.2189 | 16.22 | 16.824
HULL WEST | CREYKE BECK | NPgY | NG FES - Two Degrees | Total storage capacity (MW) | BSP | 0.011329 | 0.1266 | 0.2249 | 0.33068 | 0.62319 | 0.71353 | 1.6094 | 1.6094 | 1.6094 | 1.6094 | 1.6098 | 3.2826 | 4.0815 | 8.2075 | 11.0571 | 13.4098 | 14.9772 | 15.7782 | 15.7782 | 15.9329 | 15.9329 | 15.9329 | 15.9924 | 16.5904 | 16.7503 | 16.8097 | 17.6621 | 17.7223 | 18.8644 | 20.2857 | 21.7518 | 22.4836 | 22.4848 | 23.1049
HUMBERSTON | GRIMSBY WEST | NPgY | NG FES - Two Degrees | Total storage capacity (MW) | BSP | 0.0071381 | 0.035984 | 0.05327 | 0.062572 | 0.12143 | 0.12937 | 0.29525 | 0.29525 | 0.29525 | 0.29525 | 0.29551 | 0.79698 | 1.056 | 2.5805 | 3.9683 | 4.6648 | 4.8027 | 4.8919 | 4.8919 | 4.9894 | 4.9894 | 4.9894 | 5.0269 | 5.2206 | 5.2908 | 5.3283 | 5.6518 | 5.6897 | 6.0597 | 6.6989 | 7.1925 | 7.5316 | 7.5323 | 7.923
HUNNINGLEY | WEST MELTON SECTION 3 | NPgY | NG FES - Two Degrees | Total storage capacity (MW) | BSP | 0.0043832 | 0.044891 | 0.065607 | 0.076275 | 0.14851 | 0.15762 | 0.35609 | 0.35609 | 0.35609 | 0.35609 | 0.35625 | 0.90152 | 1.1751 | 2.7483 | 4.1942 | 4.9321 | 5.0902 | 5.1902 | 5.1902 | 5.25 | 5.25 | 5.25 | 5.2731 | 5.4777 | 5.5351 | 5.5581 | 5.8567 | 5.88 | 6.2709 | 6.7834 | 7.2879 | 7.5532 | 7.5536 | 7.7935
HUNSHELF | WEST MELTON SECTION 3 | NPgY | NG FES - Two Degrees | Total storage capacity (MW) | BSP | 0.0047052 | 0.065787 | 0.095331 | 0.11305 | 0.21516 | 0.23029 | 0.51068 | 0.51068 | 0.51068 | 0.51068 | 0.51086 | 1.2035 | 1.5413 | 3.4227 | 5.1208 | 6.0442 | 6.3067 | 6.4612 | 6.4612 | 6.5254 | 6.5254 | 6.5254 | 6.5502 | 6.803 | 6.8701 | 6.8948 | 7.254 | 7.279 | 7.7619 | 8.3584 | 8.9778 | 9.2847 | 9.2852 | 9.5427
IMMINGHAM | GRIMSBY WEST | NPgY | NG FES - Two Degrees | Total storage capacity (MW) | BSP | 0.0037786 | 0.074588 | 0.12264 | 0.16858 | 0.31823 | 0.35746 | 0.79958 | 0.79958 | 0.79958 | 0.79958 | 0.79972 | 1.6948 | 2.1216 | 4.3661 | 6.0835 | 7.3142 | 7.9948 | 8.3507 | 8.3507 | 8.4023 | 8.4023 | 8.4023 | 8.4221 | 8.7422 | 8.8156 | 8.8354 | 9.2603 | 9.2804 | 9.8916 | 10.5344 | 11.3067 | 11.6312 | 11.6316 | 11.8384
KIRKHAW LANE | FERRYBRIDGE B | NPgY | NG FES - Two Degrees | Total storage capacity (MW) | BSP | 0.0066075 | 0.076906 | 0.12202 | 0.16047 | 0.30458 | 0.33742 | 0.75682 | 0.75682 | 0.75682 | 0.75682 | 0.75706 | 1.6099 | 2.0212 | 4.2403 | 6.0036 | 7.1735 | 7.7432 | 8.0464 | 8.0464 | 8.1366 | 8.1366 | 8.1366 | 8.1713 | 8.4794 | 8.5659 | 8.6006 | 9.0502 | 9.0853 | 9.6738 | 10.4458 | 11.2054 | 11.605 | 11.6057 | 11.9674
KIRKSTALL C 2/5 | KIRKSTALL B | NPgY | NG FES - Two Degrees | Total storage capacity (MW) | BSP | 0.0022684 | 0.0322 | 0.052273 | 0.057896 | 0.12937 | 0.13417 | 0.33242 | 0.33242 | 0.33242 | 0.33242 | 0.33251 | 0.8534 | 1.1292 | 2.8503 | 4.4242 | 5.1581 | 5.2415 | 5.3074 | 5.3074 | 5.3384 | 5.3384 | 5.3384 | 5.3503 | 5.5577 | 5.6044 | 5.6163 | 5.8892 | 5.9013 | 6.2974 | 6.7047 | 7.2043 | 7.4093 | 7.4095 | 7.5337
KIRKSTALL C/RING ROAD HORSFORTH | KIRKSTALL B | NPgY | NG FES - Two Degrees | Total storage capacity (MW) | BSP | 0.015843 | 0.12404 | 0.17993 | 0.207 | 0.40256 | 0.42568 | 0.963 | 0.963 | 0.963 | 0.963 | 0.96359 | 1.9538 | 2.4352 | 5.1613 | 7.5422 | 8.8569 | 9.258 | 9.4903 | 9.4903 | 9.7066 | 9.7066 | 9.7066 | 9.7898 | 10.1482 | 10.2921 | 10.3753 | 11.0096 | 11.0938 | 11.7783 | 13.0968 | 14.024 | 14.7287 | 14.7303 | 15.5975
LEEDS EAST | SKELTON GRANGE | NPgY | NG FES - Two Degrees | Total storage capacity (MW) | BSP | 0.010158 | 0.079978 | 0.11716 | 0.12909 | 0.26279 | 0.27298 | 0.63648 | 0.63648 | 0.63648 | 0.63648 | 0.63686 | 1.3631 | 1.7299 | 3.9227 | 5.909 | 6.8896 | 7.0663 | 7.184 | 7.184 | 7.3227 | 7.3227 | 7.3227 | 7.3761 | 7.6497 | 7.7492 | 7.8026 | 8.2604 | 8.3144 | 8.837 | 9.7437 | 10.4411 | 10.9222 | 10.9232 | 11.4792
LEEDS NORTH | SKELTON GRANGE | NPgY | NG FES - Two Degrees | Total storage capacity (MW) | BSP | 0.0082085 | 0.070411 | 0.10596 | 0.11493 | 0.24359 | 0.25126 | 0.60172 | 0.60172 | 0.60172 | 0.60172 | 0.60203 | 1.3356 | 1.7138 | 4.0316 | 6.1484 | 7.1518 | 7.2847 | 7.3836 | 7.3836 | 7.4957 | 7.4957 | 7.4957 | 7.5388 | 7.8212 | 7.9119 | 7.955 | 8.3966 | 8.4403 | 8.9798 | 9.7984 | 10.5063 | 10.9359 | 10.9368 | 11.3861
LINDLEY | ELLAND | NPgY | NG FES - Two Degrees | Total storage capacity (MW) | BSP | 0.012182 | 0.12524 | 0.18106 | 0.20981 | 0.40521 | 0.42977 | 0.96472 | 0.96472 | 0.96472 | 0.96472 | 0.96517 | 1.9939 | 2.4911 | 5.3034 | 7.7639 | 9.1315 | 9.5575 | 9.8032 | 9.8032 | 9.9696 | 9.9696 | 9.9696 | 10.0336 | 10.406 | 10.5327 | 10.5967 | 11.1975 | 11.2622 | 11.9735 | 13.1229 | 14.0634 | 14.6699 | 14.6711 | 15.3379
LOW ROAD | SKELTON GRANGE | NPgY | NG FES - Two Degrees | Total storage capacity (MW) | BSP | 0.0060218 | 0.12659 | 0.19281 | 0.23418 | 0.45919 | 0.49452 | 1.1235 | 1.1235 | 1.1235 | 1.1235 | 1.1237 | 2.5969 | 3.3247 | 7.4691 | 11.0994 | 13.105 | 13.7179 | 14.0729 | 14.0729 | 14.1551 | 14.1551 | 14.1551 | 14.1868 | 14.7337 | 14.8569 | 14.8885 | 15.6088 | 15.6408 | 16.6855 | 17.7617 | 19.0793 | 19.621 | 19.6216 | 19.9512
MALLARD WAY | WEST MELTON / THORPE MARSH | NPgY | NG FES - Two Degrees | Total storage capacity (MW) | BSP | 0.0050217 | 0.048119 | 0.075208 | 0.091278 | 0.18252 | 0.19624 | 0.45475 | 0.45475 | 0.45475 | 0.45475 | 0.45494 | 1.2068 | 1.5914 | 3.8308 | 5.8494 | 6.89 | 7.1281 | 7.276 | 7.276 | 7.3446 | 7.3446 | 7.3446 | 7.371 | 7.6588 | 7.7335 | 7.7599 | 8.1642 | 8.1909 | 8.7407 | 9.4026 | 10.106 | 10.4456 | 10.4461 | 10.721
MENSTON | BRADFORD WEST | NPgY | NG FES - Two Degrees | Total storage capacity (MW) | BSP | 0.0074915 | 0.084794 | 0.12008 | 0.13493 | 0.26178 | 0.27445 | 0.6152 | 0.6152 | 0.6152 | 0.6152 | 0.61548 | 1.3603 | 1.7236 | 3.7924 | 5.6958 | 6.6765 | 6.8964 | 7.0339 | 7.0339 | 7.1361 | 7.1361 | 7.1361 | 7.1755 | 7.447 | 7.532 | 7.5713 | 7.9903 | 8.0301 | 8.5486 | 9.3148 | 9.993 | 10.3942 | 10.395 | 10.805
MOSS ROAD | GRIMSBY WEST | NPgY | NG FES - Two Degrees | Total storage capacity (MW) | BSP | 0.005106 | 0.070087 | 0.10939 | 0.13709 | 0.2672 | 0.29085 | 0.66162 | 0.66162 | 0.66162 | 0.66162 | 0.66181 | 1.359 | 1.6973 | 3.5879 | 5.1214 | 6.0759 | 6.4862 | 6.709 | 6.709 | 6.7787 | 6.7787 | 6.7787 | 6.8055 | 7.0597 | 7.1292 | 7.156 | 7.5222 | 7.5493 | 8.0348 | 8.6539 | 9.2786 | 9.5982 | 9.5987 | 9.8782
OSGODBY 1/2 | DRAX | NPgY | NG FES - Two Degrees | Total storage capacity (MW) | BSP | 0 | 0 | 0 | 0 | 0 | 0 | 0 | 0 | 0 | 0 | 0 | 0.07241 | 0.11158 | 0.34511 | 0.58059 | 0.68243 | 0.68243 | 0.68635 | 0.68635 | 0.68635 | 0.68635 | 0.68635 | 0.68635 | 0.71572 | 0.72062 | 0.72062 | 0.75489 | 0.75489 | 0.811 | 0.85212 | 0.92115 | 0.94074 | 0.94074 | 0.94074
OSGODBY 3/4 | DRAX | NPgY | NG FES - Two Degrees | Total storage capacity (MW) | BSP | 0.0089087 | 0.11928 | 0.16904 | 0.19928 | 0.37239 | 0.39822 | 0.86963 | 0.86963 | 0.86963 | 0.86963 | 0.86996 | 1.8099 | 2.25 | 4.6178 | 6.6948 | 7.9178 | 8.3658 | 8.6159 | 8.6159 | 8.7376 | 8.7376 | 8.7376 | 8.7844 | 9.114 | 9.2162 | 9.263 | 9.7691 | 9.8165 | 10.446 | 11.3668 | 12.1891 | 12.6708 | 12.6717 | 13.1593
RODLEY | SKELTON GRANGE | NPgY | NG FES - Two Degrees | Total storage capacity (MW) | BSP | 0.010901 | 0.11688 | 0.16208 | 0.17662 | 0.34326 | 0.35569 | 0.79574 | 0.79574 | 0.79574 | 0.79574 | 0.79615 | 1.6629 | 2.0813 | 4.4815 | 6.7201 | 7.8425 | 8.058 | 8.1989 | 8.1989 | 8.3477 | 8.3477 | 8.3477 | 8.405 | 8.7175 | 8.8275 | 8.8847 | 9.3981 | 9.456 | 10.0529 | 11.0524 | 11.8453 | 12.3742 | 12.3753 | 12.972
SAINT ANDREWS ROAD 132/33KV | SKELTON GRANGE | NPgY | NG FES - Two Degrees | Total storage capacity (MW) | BSP | 0.0097644 | 0.10144 | 0.15121 | 0.17776 | 0.3497 | 0.37237 | 0.84908 | 0.84908 | 0.84908 | 0.84908 | 0.84944 | 1.6764 | 2.0767 | 4.3508 | 6.2706 | 7.3793 | 7.7727 | 7.9936 | 7.9936 | 8.1269 | 8.1269 | 8.1269 | 8.1782 | 8.4777 | 8.5795 | 8.6307 | 9.1134 | 9.1653 | 9.7372 | 10.6598 | 11.4159 | 11.9027 | 11.9037 | 12.4381
SALTEND 132/33KV | SALTEND NORTH | NPgY | NG FES - Two Degrees | Total storage capacity (MW) | BSP | 7.7046e-06 | 0.0022786 | 0.0038083 | 0.0053363 | 0.010068 | 0.011373 | 0.025383 | 0.025383 | 0.025383 | 0.025383 | 0.025383 | 0.169 | 0.24472 | 0.68553 | 1.1125 | 1.3134 | 1.3361 | 1.354 | 1.354 | 1.3541 | 1.3541 | 1.3541 | 1.3542 | 1.411 | 1.4205 | 1.4205 | 1.4869 | 1.4869 | 1.5954 | 1.6753 | 1.8088 | 1.8469 | 1.8469 | 1.8473
SANTON | KEADBY | NPgY | NG FES - Two Degrees | Total storage capacity (MW) | BSP | 0.0087824 | 0.1188 | 0.1973 | 0.27168 | 0.51532 | 0.57885 | 1.3023 | 1.3023 | 1.3023 | 1.3023 | 1.3026 | 2.6802 | 3.3377 | 6.7944 | 9.3703 | 11.2729 | 12.375 | 12.9478 | 12.9478 | 13.0677 | 13.0677 | 13.0677 | 13.1138 | 13.6059 | 13.7346 | 13.7807 | 14.4747 | 14.5213 | 15.4612 | 16.6029 | 17.8065 | 18.3928 | 18.3937 | 18.8744
SCUNTHORPE NORTH | KEADBY | NPgY | NG FES - Two Degrees | Total storage capacity (MW) | BSP | 0.005964 | 0.074631 | 0.11545 | 0.14466 | 0.27969 | 0.30463 | 0.68912 | 0.68912 | 0.68912 | 0.68912 | 0.68934 | 1.4203 | 1.7738 | 3.7334 | 5.3268 | 6.3239 | 6.7567 | 6.9912 | 6.9912 | 7.0727 | 7.0727 | 7.0727 | 7.104 | 7.3693 | 7.4452 | 7.4765 | 7.8674 | 7.8991 | 8.4059 | 9.0848 | 9.7402 | 10.0925 | 10.0931 | 10.4195
SCUNTHORPE SOUTH | KEADBY | NPgY | NG FES - Two Degrees | Total storage capacity (MW) | BSP | 0.010521 | 0.04936 | 0.069547 | 0.081682 | 0.15043 | 0.16079 | 0.35272 | 0.35272 | 0.35272 | 0.35272 | 0.35311 | 0.93584 | 1.2306 | 2.9111 | 4.4513 | 5.246 | 5.4258 | 5.5378 | 5.5378 | 5.6814 | 5.6814 | 5.6814 | 5.7367 | 5.9565 | 6.0491 | 6.1043 | 6.5043 | 6.5603 | 6.9801 | 7.8302 | 8.4033 | 8.8591 | 8.8602 | 9.4361
SILSDEN | BRADFORD WEST | NPgY | NG FES - Two Degrees | Total storage capacity (MW) | BSP | 0.018223 | 0.22777 | 0.30365 | 0.32459 | 0.61273 | 0.63061 | 1.3702 | 1.3702 | 1.3702 | 1.3702 | 1.3709 | 2.6998 | 3.3121 | 6.7163 | 9.9901 | 11.6349 | 11.9452 | 12.149 | 12.149 | 12.3978 | 12.3978 | 12.3978 | 12.4936 | 12.9517 | 13.1249 | 13.2206 | 14.0039 | 14.1007 | 14.9758 | 16.5568 | 17.7313 | 18.5726 | 18.5744 | 19.5718
SOWERBY BRIDGE 132/33KV | ELLAND | NPgY | NG FES - Two Degrees | Total storage capacity (MW) | BSP | 0.0108 | 0.13799 | 0.19173 | 0.21221 | 0.40858 | 0.42607 | 0.946 | 0.946 | 0.946 | 0.946 | 0.9464 | 1.9502 | 2.4276 | 5.1165 | 7.5989 | 8.8914 | 9.1949 | 9.3822 | 9.3822 | 9.5296 | 9.5296 | 9.5296 | 9.5864 | 9.9434 | 10.0603 | 10.117 | 10.681 | 10.7384 | 11.4203 | 12.477 | 13.374 | 13.9296 | 13.9307 | 14.5218
STAYGATE | SKELTON GRANGE | NPgY | NG FES - Two Degrees | Total storage capacity (MW) | BSP | 0.009896 | 0.12011 | 0.1772 | 0.21329 | 0.40787 | 0.4387 | 0.97959 | 0.97959 | 0.97959 | 0.97959 | 0.97996 | 2.0013 | 2.4884 | 5.1655 | 7.426 | 8.7866 | 9.3213 | 9.616 | 9.616 | 9.7511 | 9.7511 | 9.7511 | 9.8031 | 10.1679 | 10.2813 | 10.3333 | 10.894 | 10.9466 | 11.6434 | 12.6644 | 13.5748 | 14.109 | 14.11 | 14.6517
THORNHILL 132KV | ELLAND | NPgY | NG FES - Two Degrees | Total storage capacity (MW) | BSP | 0.015454 | 0.19168 | 0.26796 | 0.29769 | 0.57519 | 0.60059 | 1.3386 | 1.3386 | 1.3386 | 1.3386 | 1.3392 | 2.6304 | 3.2401 | 6.6807 | 9.7923 | 11.4539 | 11.8945 | 12.1581 | 12.1581 | 12.3691 | 12.3691 | 12.3691 | 12.4503 | 12.9067 | 13.0648 | 13.146 | 13.8894 | 13.9715 | 14.8433 | 16.279 | 17.4345 | 18.1932 | 18.1947 | 19.0406
WAKEFIELD MONCKTON ROAD | WEST MELTON SECTION 3 | NPgY | NG FES - Two Degrees | Total storage capacity (MW) | BSP | 0.00686 | 0.076161 | 0.11052 | 0.12223 | 0.24643 | 0.25643 | 0.59165 | 0.59165 | 0.59165 | 0.59165 | 0.5919 | 1.352 | 1.7347 | 4.0145 | 6.1105 | 7.1372 | 7.3107 | 7.4288 | 7.4288 | 7.5225 | 7.5225 | 7.5225 | 7.5585 | 7.8456 | 7.9299 | 7.9659 | 8.3946 | 8.431 | 8.9794 | 9.7351 | 10.4466 | 10.8397 | 10.8404 | 11.2159
WAKEFIELD NORTH | SKELTON GRANGE | NPgY | NG FES - Two Degrees | Total storage capacity (MW) | BSP | 0.01176 | 0.10458 | 0.15012 | 0.17411 | 0.33316 | 0.35364 | 0.78928 | 0.78928 | 0.78928 | 0.78928 | 0.78972 | 1.6086 | 2.0017 | 4.1947 | 6.1074 | 7.1889 | 7.5443 | 7.747 | 7.747 | 7.9075 | 7.9075 | 7.9075 | 7.9693 | 8.2628 | 8.3742 | 8.4359 | 8.9389 | 9.0014 | 9.5619 | 10.5791 | 11.3319 | 11.8734 | 11.8746 | 12.5183
WEST MELTON | WEST MELTON SECTION 3 | NPgY | NG FES - Two Degrees | Total storage capacity (MW) | BSP | 0.020305 | 0.18044 | 0.25656 | 0.29494 | 0.56283 | 0.59561 | 1.3251 | 1.3251 | 1.3251 | 1.3251 | 1.3258 | 2.6216 | 3.2371 | 6.6552 | 9.633 | 11.3282 | 11.8969 | 12.2198 | 12.2198 | 12.4971 | 12.4971 | 12.4971 | 12.6037 | 13.0632 | 13.2476 | 13.3542 | 14.1674 | 14.2753 | 15.1528 | 16.8429 | 18.0316 | 18.9349 | 18.937 | 20.0483
WHINMOOR | FERRYBRIDGE B | NPgY | NG FES - Two Degrees | Total storage capacity (MW) | BSP | 0.010923 | 0.080385 | 0.11467 | 0.12931 | 0.25109 | 0.26359 | 0.5947 | 0.5947 | 0.5947 | 0.5947 | 0.5951 | 1.2905 | 1.632 | 3.5699 | 5.3343 | 6.2522 | 6.469 | 6.6026 | 6.6026 | 6.7517 | 6.7517 | 6.7517 | 6.8091 | 7.0626 | 7.1628 | 7.2202 | 7.665 | 7.7231 | 8.2071 | 9.1251 | 9.7794 | 10.2695 | 10.2706 | 10.8685
WOLD NEWTON | KEADBY | NPgY | NG FES - Two Degrees | Total storage capacity (MW) | BSP | 0.0058262 | 0.23023 | 0.35072 | 0.44823 | 0.84431 | 0.92758 | 2.0493 | 2.0493 | 2.0493 | 2.0493 | 2.0495 | 4.0704 | 4.9998 | 9.794 | 13.568 | 16.2424 | 17.6871 | 18.4449 | 18.4449 | 18.5244 | 18.5244 | 18.5244 | 18.555 | 19.2522 | 19.3994 | 19.43 | 20.3229 | 20.3538 | 21.6855 | 22.9619 | 24.6316 | 25.2677 | 25.2683 | 25.5872
YARBOROUGH ROAD 132/33KV | GRIMSBY WEST | NPgY | NG FES - Two Degrees | Total storage capacity (MW) | BSP | 0.010743 | 0.093843 | 0.15702 | 0.21818 | 0.41214 | 0.46438 | 1.0459 | 1.0459 | 1.0459 | 1.0459 | 1.0463 | 2.1944 | 2.7493 | 5.6977 | 7.9027 | 9.5034 | 10.4097 | 10.882 | 10.882 | 11.0287 | 11.0287 | 11.0287 | 11.0851 | 11.5002 | 11.6264 | 11.6828 | 12.3137 | 12.3708 | 13.1635 | 14.2984 | 15.3315 | 15.924 | 15.9251 | 16.5131